{"text_format":"1","workbook":"xlsx","n_sheets":26,"sheets":["JIRAMA - Localisation Parcs","ER - Localisation Parcs","1-AlaotraMangoro","2-Amoron'i Mania","3-Analamanga","4-Analanjirofo","5-Androy","6-Anosy","7-Atsimo Andrefana","8-Atsimo Atsinanana","9-Atsinanana","10-Betsiboka","11-Boeny","12-Bongolava","13-Diana","14-Haute Matsiatra","15-Ihorombe","16-Itasy","17-Melaky","18-Menabe","19-SAVA","20-Sofia","21-Vakinankaratra","22-Vatovavy Fitovinany","RIA","RIF"],"not_rendered":{"charts":0,"images":11,"macros":1,"external_links":0,"defined_names":46,"comments":0,"pivot_tables":0},"unopened":[],"bounds":{"document_bytes":16777216,"sheet_cells":100000,"rows_first":2000,"rows_last":500,"rows_between":2000,"halvings":0,"cell_chars":16384,"cell_head_chars":4096},"cells_cut":0,"cells_raw":0,"read":"whole","date_system":"1900"}

{"sheet":"JIRAMA - Localisation Parcs","index":0,"n_rows":163,"n_cols":3,"rows_kept":163,"cut":false,"hidden":false,"merged":[]}
[]
[null,null,"ALAOTRA MANGORO"]
[null,"A1","Mandraka"]
[null,"A2","Ambatondrazaka"]
[null,"A3","Amparafaravola"]
[null,"A4","Andilamena"]
[null,"A5","Anosibe An'Ala"]
[null,"A6","Manakambahiny"]
[null,"A7","Tanambe"]
[]
[null,null,"AMORON'I MANIA"]
[null,"B1","Ambatofinandrahana"]
[null,"B2","Ambositra"]
[null,"B3","Manandriana"]
[]
[null,null,"ANALAMANGA"]
[null,"C1","Antelomita"]
[null,"C2","Tsiazompaniry"]
[null,"C3","Ambohimanambola JIRAMA"]
[null,"C4","Mandroseza "]
[null,"C5","Ambohimanambola HFF "]
[null,"C6","Ambohimanambola JIRAMA"]
[null,"C7","Anjozorobe"]
[null,"C8","Fitososona"]
[null,"C9","Ankazobe"]
[null,"C10","Tsiazompaniry"]
[null,"C11","Behenjy"]
[]
[null,null,"ANALANJIROFO"]
[null,"D1","Fenerive Est"]
[null,"D2","Mananara Nord"]
[null,"D3","Maroantsetra"]
[null,"D4","Sainte Marie"]
[null,"D5","Soanierana Ivongo"]
[null,"D6","Vavatenina"]
[]
[null,null,"ANDROY"]
[null,"E1","Ambovombe"]
[null,"E2","Bekily"]
[null,"E3","Beloha"]
[null,"E4","Tsihombe"]
[]
[null,null,"ANOSY"]
[null,"F1","Amboasary Sud"]
[null,"F2","Betroka"]
[null,"F3","Taolagnaro"]
[]
[null,null,"ATSIMO ANDREFANA"]
[null,"G1","Ampanihy Ouest"]
[null,"G2","Ankazoabo Sud"]
[null,"G3","Benenitra"]
[null,"G4","Beroroha"]
[null,"G5","Betioky Sud"]
[null,"G6","Bezaha"]
[null,"G7","Morombe"]
[null,"G8","Sakaraha"]
[null,"G9","Toliary"]
[]
[null,null,"ATSIMO ATSINANANA"]
[null,"H1","Befotaka"]
[null,"H2","Farafangana"]
[null,"H3","Midongy Sud"]
[null,"H4","Vangaindrano"]
[null,"H5","Vondrozo"]
[]
[null,null,"ATSINANANA"]
[null,"I1","Andekaleka"]
[null,"I2","Volobe"]
[null,"I3","Toamasina IV"]
[null,"I4","Betainomby"]
[null,"I5","Ambodiatafana"]
[null,"I6","Antanambao mamampotsy\nManampotsy"]
[null,"I7","Brickaville"]
[null,"I8","Foulpointe"]
[null,"I9","Mahanoro"]
[null,"I10","Marolambo"]
[null,"I11","Ambodiriana"]
[null,"I12","Vatomandry"]
[]
[null,null,"BETSIBOKA"]
[null,"J1","Kandreho"]
[null,"J2","Maevatanana"]
[null,"J3","Tsaratanàna"]
[]
[null,null,"BOENY"]
[null,"K1","Mahajanga"]
[null,"K2","Ambato Boeny"]
[null,"K3","Marovoay"]
[null,"K4","Mitsinjo"]
[null,"K5","Soalala"]
[]
[null,null,"BONGOLAVA"]
[null,"L1","Fenoarivo Centre"]
[null,"L2","Tsiroanomandidy"]
[null,"L3","Ankadinondry sakay"]
[]
[null,null,"DIANA"]
[null,"M1","Ambanja"]
[null,"M2","Ambilobe"]
[null,"M3","Anivorano Nord"]
[null,"M4","Antsiranana"]
[null,"M5","Nosy be"]
[]
[null,null,"HAUTE MATSIATRA"]
[null,"N1","Namorona"]
[null,"N2","Manandray"]
[null,"N3","Ankidona"]
[null,"N4","Ampopoka"]
[null,"N5","Ikalamavony"]
[]
[null,null,"IHOROMBE"]
[null,"O1","Iakora"]
[null,"O2","Ihosy"]
[null,"O3","Sahambano"]
[null,"O4","Ivohibe"]
[null,"O5","Ranohira"]
[]
[null,null,"ITASY"]
[null,"P1","Ampefy"]
[]
[null,null,"MELAKY"]
[null,"Q1","Ambatomainty"]
[null,"Q2","Antsalova"]
[null,"Q3","Besalampy"]
[null,"Q4","Maintirano"]
[null,"Q5","Morafenobe"]
[]
[null,null,"MENABE"]
[null,"R1","Belo Tsiribihina"]
[null,"R2","Mahabo"]
[null,"R3","Manja"]
[null,"R4","Miandrivazo"]
[null,"R5","Morondava"]
[]
[null,null,"SAVA"]
[null,"S1","Ampanefena"]
[null,"S2","Andapa"]
[null,"S3","Antalaha"]
[null,"S4","Antsirabe Nord"]
[null,"S5","Sambava"]
[null,"S6","Vohémar"]
[]
[null,null,"SOFIA"]
[null,"T1","Anahidrano"]
[null,"T2","Analalava"]
[null,"T3","Antsohihy"]
[null,"T4","Bealanana"]
[null,"T5","Befandriana Nord"]
[null,"T6","Mampikony"]
[null,"T7","Mandritsara"]
[null,"T8","Port-Bergé"]
[]
[null,null,"VAKINANKARATRA"]
[null,"U1","Manandona "]
[null,"U2","Sahanivotry"]
[null,"U3","Antsirabe"]
[]
[null,null,"VATOVAVY FITOVINANY"]
[null,"V1","Ikongo"]
[null,"V2","Manakara"]
[null,"V3","Mananjary"]
[null,"V4","Nosy Varika"]
[null,"V5","Vohipeno"]

{"sheet":"ER - Localisation Parcs","index":1,"n_rows":152,"n_cols":3,"rows_kept":152,"cut":false,"hidden":false,"merged":[]}
[]
[null,null,"ALAOTRA MANGORO"]
[null,"A1","Imerimandroso"]
[null,"A2","Amboasary gara "]
[null,"A3","Andaingo"]
[null,"A4","Bejofo"]
[null,"A5","Ambatosoratra"]
[null,"A6","Beforona"]
[null,"A7","Ranomainty"]
[null,"A8","Ampitatsimo"]
[null,"A9","Didy"]
[]
[null,null,"AMORON'I MANIA"]
[null,"B1","Soavina"]
[null,"B2","Sandrandahy"]
[null,"B3","Fahizay"]
[null,"B4","Imerin'Imady"]
[null,"B5","Ivato"]
[null,"B6","Antetezambato"]
[null,"B7","Fandriana"]
[null,"B8","Sahamadio"]
[]
[null,null,"ANALAMANGA"]
[null,"C1","Andriatsiazo"]
[null,"C2","Andriatsemboka"]
[null,"C3","Ambaravaranala"]
[null,"C4","Andranofeno Sud"]
[null,"C5","Ankarefo"]
[null,"C6","Mangamila"]
[null,"C7","Ankadinandriana"]
[null,"C8","Amboasary Nord"]
[null,"C9","Ambatomanoina"]
[]
[null,null,"ANALANJIROFO"]
[null,"D1","Ampasimbe \nManantsatrana"]
[]
[null,null,"ANDROY"]
[null,"E1","Antanimora Sud"]
[null,"E2","Bekitro"]
[null,"E3","Tranoroa"]
[null,"E4","Ambondro"]
[null,"E5","Beraketa"]
[null,"E6","Faux Cap"]
[null,"E7","Marovato"]
[null,"E8","Ambonaivo"]
[null,"E9","Beanantara"]
[null,"E10","Maroalomainty"]
[]
[null,null,"ANOSY"]
[null,"F1","Manambaro"]
[null,"F2","Ranopiso"]
[null,"F3","Analapatsy"]
[null,"F4","Ranomafana Sud"]
[null,"F5","Isoanala"]
[null,"F6","Tsivory"]
[null,"F7","Ifotaka"]
[null,"F8","Mahatalaky"]
[null,"F9","Tanandava"]
[]
[null,null,"ATSIMO ANDREFANA"]
[null,"G1","Ankaraobato"]
[null,"G2","Ankililoaka"]
[null,"G3","Fotadrevo"]
[null,"G4","Antanimieva"]
[null,"G5","Ejeda"]
[null,"G6","Andranovory"]
[null,"G7","Ambahikily"]
[null,"G8","Mahaboboka"]
[null,"G9","Mahaboboka"]
[null,"G10","St Augustin"]
[null,"G11","Befandefa"]
[null,"G12","Andavadoaka"]
[]
[null,null,"ATSINANANA"]
[null,"H1","Tsaravinany"]
[null,"H2","Ilaka Est"]
[null,"H3","Betsizaraina"]
[null,"H4","Antsampanana"]
[null,"H5","Ranomafana Est"]
[]
[null,null,"BETSIBOKA"]
[null,"I1","Antanimbary"]
[null,"I2","Mahazoma"]
[null,"I3","Andriba"]
[null,"I4","Antsiafabositra"]
[null,"I5","Mahatsinjo"]
[]
[null,null,"BOENY"]
[null,"J1","Ambondromamy centre"]
[null,"J2","Andranofasika"]
[null,"J3","Andranomamy"]
[null,"J4","Anjiajia Centre"]
[null,"J5","Ankazomborona Centre"]
[null,"J6","Madirovalo Centre"]
[null,"J7","Manerinerina"]
[null,"J8","Tsaramandroso"]
[null,"J9","Marosakoa"]
[null,"J10","Katsepy"]
[null,"J11","Besakoa Mahajamba"]
[]
[null,null,"DIANA"]
[null,"K1","Ambolobozibe"]
[null,"K2","Ambolobozikely"]
[null,"K3","Ivovona"]
[null,"K4","Sahasifotra"]
[null,"K5","Ampasindava"]
[]
[null,null,"HAUTE MATSIATRA"]
[null,"L1","Camp Robin"]
[null,"L2","Vohiposa"]
[null,"L3","Ankaramena"]
[null,"L4","Ambohimahamasina"]
[null,"L5","Andoharanomaitso"]
[null,"L6","Isorana"]
[null,"L7","Soatanana"]
[null,"L8","Belobaka"]
[]
[null,null,"IHOROMBE"]
[null,"M1","Zazafotsy"]
[null,"M2","Andohan'Ilakaka"]
[null,"M3","Manombo be"]
[null,"M4","Ranotsara Sud"]
[]
[null,null,"ITASY"]
[null,"N1","Ankaranana"]
[null,"N2","Antoby Est"]
[]
[null,null,"MENABE"]
[null,"O1","Ambatolahy"]
[null,"O2","Malaimbandy"]
[null,"O3","Ankilizato"]
[]
[null,null,"SAVA"]
[null,"P1","Fanambana"]
[null,"P2","Farahalana"]
[]
[null,null,"SOFIA"]
[null,"T9","Amberivery"]
[]
[null,null,"VAKINANKARATRA"]
[null,"Q1","Ambatolampy gara"]
[null,"Q2","Antanimasaka"]
[null,"Q3","Antsampandrano"]
[null,"Q4","Ankazomiriotra"]
[null,"Q5","Farihimena"]
[null,"Q6","Mandoto"]
[]
[null,null,"VATOVAVY FITOVINANY"]
[null,"R1","Ankaramalaza"]
[null,"R2","Tolongoina"]
[null,"R3","Vohilava"]
[null,"R4","Sahasinaka"]

{"sheet":"1-AlaotraMangoro","index":2,"n_rows":59,"n_cols":13,"rows_kept":59,"cut":false,"hidden":false,"merged":[[28,6,31,6],[14,6,24,6],[25,6,27,6],[10,6,13,6],[28,4,31,4],[28,5,31,5],[4,7,4,10],[4,2,4,6],[6,2,6,6],[6,7,6,11],[6,12,8,12],[7,8,8,8],[7,7,8,7],[7,6,8,6],[7,4,8,4],[7,5,8,5],[7,2,8,2],[7,3,8,3],[7,10,7,11],[7,9,8,9],[10,12,11,12],[14,3,24,3],[10,3,13,3],[10,4,13,4],[14,4,24,4],[14,5,24,5],[12,12,13,12],[10,11,13,11],[10,5,13,5],[14,2,24,2],[25,5,27,5],[32,5,36,5],[37,5,41,5],[42,5,45,5],[25,4,27,4],[28,3,31,3],[25,3,27,3],[6,1,8,1],[10,1,13,1],[10,2,13,2],[42,0,45,0],[14,1,24,1],[32,0,36,0],[37,0,41,0],[25,1,27,1],[32,1,36,1],[28,0,31,0],[28,1,31,1],[28,2,31,2],[14,0,24,0],[10,0,13,0],[25,0,27,0],[25,2,27,2],[57,6,58,6],[32,2,36,2],[37,1,41,1],[37,2,41,2],[37,3,41,3],[42,1,45,1],[42,2,45,2],[42,3,45,3],[42,6,45,6],[37,6,41,6],[37,4,41,4],[42,4,45,4],[32,3,36,3],[32,6,36,6],[32,4,36,4],[57,5,58,5]]}
[]
[]
[]
[]
[null,null,"       REGION :",null,null,null,null,"ALAOTRA MANGORO"]
[]
[null,"EXPLOITATION\n/ RESEAU","Centrale de production",null,null,null,null,"Unités de production",null,null,null,null,"Observations"]
["N°",null,"Dénomination","Concession / \nAutorisation","Type","Longitude","Latitude","Identification","Année de mise \nen service","Source \nd'Energie","Puissance en kW"]
[null,null,null,null,null,null,null,null,null,null,"nominale","disponible"]
[null," JIRAMA"]
["A1","Réseau Interconnecté d'Antananarivo  \nRIA","Mandraka","JIRAMA","Hydro",47.923400000000001,-18.916699999999999,"5501",1956,"Hydro",6000,24000,"P disponible = P en année hydrologique moyenne "]
[null,null,null,null,null,null,null,"5502",1956,"Hydro",6000]
[null,null,null,null,null,null,null,"5503",1966,"Hydro",6000,null,"cf. feuille RIA, pour les autres centrales en dehors de la région Alaotra Mangoro "]
[null,null,null,null,null,null,null,"5504",1972,"Hydro",6000]
["A2","Ambatondrazaka","Ambatondrazaka","JIRAMA","Diesel",48.428159999999998,-17.822489999999998,"04122",2009,"GO",648,null,"Indisponible "]
[null,null,null,null,null,null,null,"1428",1979,"GO",180,null,"Indisponible "]
[null,null,null,null,null,null,null,"Az/LOCAPRO",null,"GO",613,480]
[null,null,null,null,null,null,null,"Az/LOCAPRO",null,"GO",512,400]
[null,null,null,null,null,null,null,"Az/LOCAPRO",null,"GO",160,130]
[null,null,null,null,null,null,null,"Az/LOCAPRO",2018,"GO",1000,"0"]
[null,null,null,null,null,null,null,"Az/LOCAPRO",2019,"GO",613,500,"En Location par LOCAPRO"]
[null,null,null,null,null,null,null,"Az/LOCAPRO",2019,"GO",800,640,"En Location par LOCAPRO"]
[null,null,null,null,null,null,null,"Az/LOCAPRO",2019,"GO",800,400,"En Location par LOCAPRO"]
[null,null,null,null,null,null,null,"Az/LOCAPRO",2019,"GO",800,500,"En Location par LOCAPRO"]
[null,null,null,null,null,null,null,"Az/LOCAPRO",2020,"GO",400,320]
["A3","Amparafaravola","Amparafaravola","JIRAMA","Diesel",48.2241,"-17,58648","2265",2008,"GO",160,null,"Indisponible "]
[null,null,null,null,null,null,null,"FPGS",2019,"GO",200,200,"En Location par FPGS"]
[null,null,null,null,null,null,null,"FPGS",2019,"GO",200,200,"En Location par FPGS"]
["A4","Andilamena","Andilamena","JIRAMA","Diesel",48.571669999999997,-17.010649999999998,"LOCAPRO",null,"GO",200,"0"]
[null,null,null,null,null,null,null,"LOCAPRO",null,"GO",500,400]
[null,null,null,null,null,null,null,"LOCAPRO",null,"GO",88,80]
[null,null,null,null,null,null,null,"LOCAPRO",null,"GO",160,128]
["A5","Anosibe An'Ala","Anosibe An'Ala","JIRAMA","Diesel",48.207070000000002,-19.43675,"2260",2008,"GO",50,null,"Indisponible "]
[null,null,null,null,null,null,null,"24147",2000,"GO",120,96]
[null,null,null,null,null,null,null,"24129",2000,"GO",128,90]
[null,null,null,null,null,null,null,"24346",2018,"GO",144,null,"Indisponible "]
[null,null,null,null,null,null,null,"L22123",2020,"GO",160,"0","En Location par LOCAPRO"]
["A6","Manakambahiny","Manakambahiny","JIRAMA","Diesel",48.293529999999997,-17.861650000000001,"0558",2009,"GO",82,null,"Indisponible "]
[null,null,null,null,null,null,null,"2232",2008,"GO",160,90]
[null,null,null,null,null,null,null,"2503",2006,"GO",80,null,"Indisponible depuis le 01/08/18. Révision générale"]
[null,null,null,null,null,null,null,"24168",2004,"GO",72,45]
[null,null,null,null,null,null,null,"2248",2208,"GO",120,"0"]
["A7","Tanambe","Tanambe","JIRAMA","Diesel",48.448090000000001,-17.387450000000001,"'LOCAPRO",null,"GO",500,300]
[null,null,null,null,null,null,null,"'LOCAPRO",null,"GO",320,250]
[null,null,null,null,null,null,null,"'LOCAPRO",2015,"GO",200,"0"]
[null,null,null,null,null,null,null,"'LOCAPRO",2019,"GO",200,140]
[]
[]
[]
[]
[]
[]
[]
[]
[]
[]
[null,"ELECTRIFICATION RURALE"]
["A1","Imerimandroso","Imerimandroso","BETC","Diesel",48.591200000000001,"-17,4283",null,2012,"GO",100]
["A2",null,null,null,"Hydro",null,null,null,null,"Hydro",800]

{"sheet":"2-Amoron'i Mania","index":3,"n_rows":42,"n_cols":13,"rows_kept":42,"cut":false,"hidden":false,"merged":[[38,0,39,0],[38,1,39,1],[6,0,8,0],[10,0,12,0],[13,0,18,0],[19,0,25,0],[19,1,25,1],[10,1,12,1],[13,1,18,1],[6,1,8,1],[6,12,8,12],[10,6,12,6],[7,2,8,2],[7,3,8,3],[7,6,8,6],[10,2,12,2],[7,10,7,11],[7,8,8,8],[7,9,8,9],[6,2,6,6],[10,3,12,3],[7,4,8,4],[10,4,12,4],[7,5,8,5],[10,5,12,5],[13,3,18,3],[13,4,18,4],[19,4,25,4],[19,5,25,5],[4,7,4,10],[4,2,4,6],[13,6,18,6],[13,2,18,2],[6,7,6,11],[7,7,8,7],[13,5,18,5],[19,6,25,6],[38,5,39,5],[38,6,39,6],[19,3,25,3],[19,2,25,2],[38,2,39,2],[38,3,39,3]]}
[]
[]
[]
[]
[null,null,"      REGION :",null,null,null,null,"AMORON'I MANIA"]
[]
["N°","EXPLOITATION\n/ RESEAU","Centrale de production",null,null,null,null,"Unités de production",null,null,null,null,"Observations"]
[null,null,"Dénomination","Concession / \nAutorisation","Type","Longitude","Latitude","Identification","Année de mise \nen service","Source \nd'Energie","Puissance en kW"]
[null,null,null,null,null,null,null,null,null,null,"nominale","disponible"]
[null," JIRAMA"]
["B1","Ambatofinandrahana","Ambatofinandrahana","JIRAMA","Diesel",46.803489999999996,-20.55151,"0545",2009,"GO",58,null," Indisponible"]
[null,null,null,null,null,null,null,"2271",2008,"GO",50,35]
[null,null,null,null,null,null,null,"2209",2003,"GO",360,200]
["B2","Ambositra","Ambositra","JIRAMA","Diesel",47.244990000000001,-20.535150000000002,"0433",1992,"GO",280,200]
[null,null,null,null,null,null,null,"0509",1996,"GO",352,200]
[null,null,null,null,null,null,null,"2321",2008,"GO",500,225]
[null,null,null,null,null,null,null,"LOCAPRO",2020,"GO",800,null,"En Location par LOCAPRO - Indisponible"]
[null,null,null,null,null,null,null,"LOCAPRO",2019,null,640,450,"En Location par LOCAPRO"]
[null,null,null,null,null,null,null,"LOCAPRO",2019,null,640,450,"En Location par LOCAPRO"]
["B3","Manandriana","Manandriana","JIRAMA","Diesel",47.019799999999996,-20.57161,"0555",2009,"GO",32,20]
[null,null,null,null,null,null,null,"0556",2009,"GO",50,24]
[null,null,null,null,null,null,null,"0557",2009,"GO",50,null,"Indisponible"]
[null,null,null,null,null,null,null,"0532",2009,"GO",58,null,"Indisponible"]
[null,null,null,null,null,null,null,"0546",2009,"GO",56,40]
[null,null,null,null,null,null,null,"2451",1997,"GO",48,25]
[null,null,null,null,null,null,null,"24111",1999,"GO",32,17]
[]
[]
[]
[]
[]
[]
[]
[]
[]
[]
[null,"ELECTRIFICATION RURALE"]
["B1","Soavina","Soavina","HIER","Hydro",46.915500000000002,"-20,3872",null,2014,"GO",60]
["B2","Fandriana","Fandriana","HIER","Hydro",47.375500000000002,"-20,2384",null,2015,"Hydro",560]
[null,null,null,null,"Diesel",null,null,null,2013,"Hydro",382]
["B3","Sahamadio","Sahamadio","JIRAFI","Hydro",47.375500000000002,"-20,2384",null,2022,"Hydro",160]
["B4","Andina","Andina","SRAFI","Hydro",47.245899999999999,"-20,5362",null,2019,"Hydro",60,null,"Le site est géré par une association villageoise actuellement suite à l'abandon du permissionnaire mais leur contrat d'autorisation n'est pas encore résilié"]

{"sheet":"3-Analamanga","index":4,"n_rows":58,"n_cols":13,"rows_kept":58,"cut":false,"hidden":false,"merged":[[36,3,41,3],[21,0,24,0],[35,1,41,1],[36,2,41,2],[36,6,41,6],[29,3,31,3],[32,0,34,0],[25,0,28,0],[32,1,34,1],[32,5,34,5],[36,5,41,5],[32,4,34,4],[29,0,31,0],[32,2,34,2],[32,3,34,3],[17,12,18,12],[7,5,8,5],[19,5,20,5],[50,5,51,5],[50,6,51,6],[10,11,16,11],[10,12,16,12],[29,11,31,11],[6,12,8,12],[7,8,8,8],[7,7,8,7],[6,2,6,6],[7,4,8,4],[6,7,6,11],[7,9,8,9],[7,10,7,11],[50,0,51,0],[50,3,51,3],[50,12,51,12],[19,1,20,1],[21,1,31,1],[42,1,43,1],[19,2,20,2],[19,12,20,12],[19,3,20,3],[36,0,41,0],[32,6,34,6],[19,0,20,0],[42,0,43,0],[19,11,20,11],[29,12,31,12],[36,4,41,4],[6,0,8,0],[6,1,8,1],[19,6,20,6],[17,0,18,0],[17,1,18,1],[17,2,18,2],[17,3,18,3],[10,0,16,0],[7,2,8,2],[7,3,8,3],[7,6,8,6],[56,1,57,1],[56,2,57,2],[56,3,57,3],[56,5,57,5],[56,6,57,6]]}
[]
[]
[]
[]
[null,null,null,null,null,null,"REGION :","ANALAMANGA"]
[]
["N°","EXPLOITATION\n/ RESEAU","Centrale de production",null,null,null,null,"Unités de production",null,null,null,null,"Observations"]
[null,null,"Dénomination","Concession / \nAutorisation","Type","Longitude","Latitude","Identification","Année de mise \nen service","Source \nd'Energie","Puissance en kW"]
[null,null,null,null,null,null,null,null,null,null,"nominale","disponible"]
[null," JIRAMA"]
["C1","Réseau Interconnecté d'Antananarivo","Antelomita","JIRAMA","Hydro",47.701000000000001,-19.013200000000001,"5206",1952,"Hydro",1360,8200,"Pour les autres centrales en dehors de la région Analamanga, cf. RIA"]
[null,null,null,null,null,null,null,"5207",1953,"Hydro",1360]
[null,"(R.I.A.)",null,null,null,null,null,"5208",1953,"Hydro",1360,null,"P disponible = P en année hydrologique moyenne "]
[null,null,null,null,null,null,null,"5209",1920,"Hydro",680]
[null,null,null,null,null,null,null,"5210",1930,"Hydro",1360]
[null,null,null,null,null,null,null,"5211",1930,"Hydro",1360]
[null,null,null,null,null,null,null,"5212",1952,"Hydro",1360]
["C2","Tsiazompaniry","Tsiazompaniry","JIRAMA","Diesel",null,null,"0363",1979,"GO",50,0,"Centre interconnecté au RI Tana"]
[null,null,null,null,"Hydro",null,null,"5701",1956,"Hydro",50,0]
["C3","Tsiazompaniry","Tsiazompaniry","Henri FRAISE Fils & Cie","Hydro",47.853099999999998,-19.250900000000001,"HFF1",2010,"Hydro",2500,4000,"P disponible = P en année hydrologique moyenne "]
[null,null,null,null,"Hydro",null,null,"HFF2",2010,"Hydro",2500]
["C4","(R.I.A.)","Ambohimanambola ",null,"Diesel",null,null,"AKSAF POWER ",2017,"Fuel",66000,60000,"Données du site indisponible"]
[null,null,null,null,"Diesel",null,null,"AKSAF POWER - CTA2",2009,"Fuel",26360,22000]
[null,null,"Ambohimanambola ",null,"Diesel",null,null,"TAC JOVENA",2017,"Fuel",40000,15000]
[null,null,"Ambohimanambola ",null,"Diesel",null,null,"TAC AGGREKO",2017,"Fuel",25000,25000,"Données du site indisponible"]
["C5",null,"Mandroseza","JIRAMA","Diesel",null,null,"WARTS/1",2008,"Fuel",10000,10000]
[null,null,null,null,null,null,null,"WARTS/2",2008,"Fuel",10000,10000]
[null,null,null,null,null,null,null,"WARTS/3",2008,"Fuel",10000,10000]
[null,null,null,null,null,null,null,"WARTS/4",2008,"Fuel",10000,10000]
["C6",null,"Ambohimanambola ","Henri FRAISE Fils & Cie","Diesel",null,null,"HFF1",2004,"GO",12460,null,"Fin contrat"]
[null,null,null,null,"Diesel",null,null,"HFF2",2004,"GO",11200]
[null,null,null,null,"Diesel",null,null,"HFF3",2004,"GO",800]
["C7","Anjozorobe","Anjozorobe","Henri FRAISE Fils & Cie","Diesel",47.881770000000003,-18.401240000000001,"HFF1",null,"GO",108,"0"]
[null,null,null,null,null,null,null,"HFF2",null,"GO",108,86]
[null,null,null,null,null,null,null,"HFF4",null,"GO",88,64]
["C8","Ankazobe","Fitososona","JIRAMA","Hydro",null,null,"5702",1959,"Hydro",50,null,"En arrêt"]
["C9",null,"Ankazobe","JIRAMA","Diesel",47.115139999999997,-18.31645,"OCEAN TRADE",2019,"GO",160,130,"En location par OCEAN TRADE"]
[null,null,null,null,null,null,null,"OCEAN TRADE",2019,"GO",220,"0","En location par OCEAN TRADE"]
[null,null,null,null,null,null,null,"TAMATRADE",2014,"GO",135,null,"Indisponible. En location par TAMATRADE"]
[null,null,null,null,null,null,null,"TAMATRADE",2014,"GO",120,null,"Indisponible. En location par TAMATRADE"]
[null,null,null,null,null,null,null,"TAMATRADE",2019,"GO",96,null,"Indisponible. En location par TAMATRADE"]
[null,null,null,null,null,null,null,"TAMATRADE",2019,"GO",200,null,"Indisponible. En location par TAMATRADE"]
["C10","(R.I.A.)","Tana Nord","JIRAMA","Diesel",null,null,"AGGREKO",2012,"GO",12000,null,"En arrêt"]
[null,null,"Behenjy","JIRAMA","Diesel",null,null,"AFL POWER",2015,"GO",20000,null,"Fin contrat"]
[null,"ELECTRIFICATION RURALE"]
["C1","Andriatsiazo","Andriatsiazo","AIDER","Hydro",47.684899999999999,"-19,3298",null,2009,"Hydro",7.5,7.5]
["C2","Andriatsemboka","Andriatsemboka","AIDER","Hydro",47.488199999999999,"-19,0069",null,2009,"Hydro",12.5,12.5]
["C3","Ambaravaranala","Ambaravaranala","AIDER","Hydro",47.837800000000001,"-19,1396",null,2010,"Hydro",40,40]
["C4","Andranofeno Sud","Andranofeno Sud","Association des Usagers ","Solaire",47.111800000000002,"-18,3182",null,2007,"Solaire",1.5,1.5,"   Données du site indisponibles"]
["C5","Ankarefo","Ankarefo","Association Fahazavana","Solaire",47.203600000000002,"-18,6052",null,2011,"Solaire",1,1]
["C6","Mangamila","Mangamila","ELEC & EAU","Hydro",47.866300000000003,"-18,5708",null,2009,"Hydro",85,85,"En arrêt, contrat résilié"]
[null,null,null,null,"Diesel",null,null,null,2004,"GO",12,12]
["C7","Ankadinandriana","Ankadinandriana","MONEY TECH","Solaire",47.808199999999999,"-18,9105",null,2006,"Solaire",3.9,3.9,"En arrêt/ site abandonné par l'opérateur"]
["C8","Amboasary Nord","Amboasary Nord","AIDER","Hydro",47.766599999999997,"-18,1166",null,2016,"Hydro",60,60]
["C9","Ambatomanoina","Ambatomanoina","BETC Nanala","Hydro",47.6252,-18.3111,null,2019,"Hydro",100,100]
["C10","Analaroa","Analaroa","AIDER","Hydro",47.869900000000001,-18.400110000000002,null,2014,"Hydro",15,15]
["C11","   Amboarakely","   Amboarakely","SM3E","Hydro","47.75336","-18.64647",null,2019,"Hydrolienne",2,2]
["C12",null,null,null,"Solaire",null,null,null,2019,"Solaire",4.5,4.5]

{"sheet":"4-Analanjirofo","index":5,"n_rows":71,"n_cols":13,"rows_kept":71,"cut":false,"hidden":false,"merged":[[10,0,15,0],[23,0,24,0],[23,3,24,3],[10,1,15,1],[10,2,15,2],[10,3,15,3],[16,0,22,0],[23,12,24,12],[23,11,24,11],[10,6,15,6],[6,12,8,12],[41,6,47,6],[37,6,40,6],[25,6,36,6],[6,0,8,0],[41,3,47,3],[23,1,24,1],[41,0,47,0],[25,0,36,0],[37,0,40,0],[41,1,47,1],[37,1,40,1],[25,2,36,2],[25,3,36,3],[16,1,22,1],[37,2,40,2],[37,3,40,3],[25,1,36,1],[6,1,8,1],[41,2,47,2],[4,7,4,10],[4,2,4,6],[6,2,6,6],[6,7,6,11],[23,6,24,6],[16,6,22,6],[7,2,8,2],[7,3,8,3],[7,6,8,6],[7,7,8,7],[7,10,7,11],[7,8,8,8],[7,9,8,9],[16,3,22,3],[16,2,22,2],[23,2,24,2],[37,4,40,4],[41,4,47,4],[7,5,8,5],[23,5,24,5],[7,4,8,4],[10,4,15,4],[16,4,22,4],[23,4,24,4],[25,4,36,4],[10,5,15,5],[16,5,22,5],[25,5,36,5],[37,5,40,5],[41,5,47,5],[62,8,63,8],[60,1,61,1],[60,2,61,2],[60,3,61,3],[60,8,61,8],[62,5,63,5],[62,6,63,6],[60,5,61,5],[60,6,61,6],[62,0,63,0],[62,1,63,1],[62,2,63,2],[62,3,63,3],[60,0,61,0]]}
[]
[]
[]
[]
[null,null,"REGION :",null,null,null,null,"ANALANJIROFO"]
[]
["N°","EXPLOITATION\n/ RESEAU","Centrale de production",null,null,null,null,"Unités de production",null,null,null,null,"Observations"]
[null,null,"Dénomination","Concession / \nAutorisation","Type","Longitude","Latitude","Identification","Année de mise \nen service","Source \nd'Energie","Puissance en kW"]
[null,null,null,null,null,null,null,null,null,null,"nominale","disponible"]
[null," JIRAMA"]
["D1","Fenerive Est","Fenerive Est","JIRAMA","Diesel",49.409790000000001,-17.38212,"24269",2014,"GO",1200,750]
[null,null,null,null,null,null,null,"FPGS",2019,"GO",500,500," Indisponible"]
[null,null,null,null,null,null,null,"L24425",2018,"GO",1200,null," Indisponible"]
[null,null,null,null,null,null,null,"Henri Fraise & Fils",null,"GO",800,250]
[null,null,null,null,null,null,null,"Henri Fraise & Fils",null,"GO",800,"O"]
[null,null,null,null,null,null,null,"Henri Fraise & Fils",null,"GO",800,500]
["D2","Mananara Nord","Mananara Nord","JIRAMA","Diesel",49.767659999999999,-16.168569999999999,"24347",2018,"GO",300,null,"Indisponible"]
[null,null,null,null,null,null,null,"MADECASSE",2018,"GO",280,230,"Indisponible"]
[null,null,null,null,null,null,null,"MADECASSE",null,"GO",520,416,"Indisponible"]
[null,null,null,null,null,null,null,"Henri Fraise & Fils",null,"GO",572,458,"En Location par HFF"]
[null,null,null,null,null,null,null,"Henri Fraise & Fils",null,"GO",520,416,"En Location par HFF"]
[null,null,null,null,null,null,null,"Henri Fraise & Fils",null,"GO",400,"0","En Location par HFF"]
[null,null,null,null,null,null,null,"Henri Fraise & Fils",null,"GO",320,225,"En Location par HFF"]
["D3","Maroantsetra","Maroantsetra","HYDELEC","Hydro",49.739620000000002,-15.435309999999999,"Mt/HYDELEC/1",2010,"Hydro",1288,900,"P disponible = P en année hydrologique moyenne "]
[null,null,null,null,null,null,null,"Mt/HYDELEC/2",2010,"Hydro",1288]
["D4","Sainte Marie","Sainte Marie","JIRAMA","Diesel",49.854129999999998,-16.999269999999999,"2224",2008,"GO",null,null,"Indisponible "]
[null,null,null,null,null,null,null,"2287",2009,"GO",300,null,"Indisponible "]
[null,null,null,null,null,null,null,2222,2008,"GO",300,null,"Indisponible "]
[null,null,null,null,null,null,null,"24267",2014,"GO",1200,590]
[null,null,null,null,null,null,null,"24270",2013,"GO",1200,"0"]
[null,null,null,null,null,null,null,"FIRST ENERGY",2014,"GO",320,null,"En Location par FIRST ENERGY - Indisponible"]
[null,null,null,null,null,null,null,"FIRST ENERGY",2018,"GO",344,null,"En Location par FIRST ENERGY - Indisponible"]
[null,null,null,null,null,null,null,"Henri Fraise & Fils",2018,"GO",728,"0","En Location par HFF - Indisponible"]
[null,null,null,null,null,null,null,"Henri Fraise & Fils",2020,"GO",580,470,"En Location par HFF"]
[null,null,null,null,null,null,null,"Henri Fraise & Fils",2020,"GO",580,470,"En Location par HFF"]
[null,null,null,null,null,null,null,"Henri Fraise & Fils",2021,"GO",580,470,"En Location par HFF"]
[null,null,null,null,null,null,null,"VIMASERV",2017,"GO",400,null,"Indisponible"]
["D5","Soanierana Ivongo","Soanierana Ivongo","JIRAMA","Diesel",49.586120000000001,-16.920860000000001,"HFF1",null,"GO",280,220]
[null,null,null,null,null,null,null,"HFF2",null,"GO",200,116]
[null,null,null,null,null,null,null,"HFF3",null,"GO",300,220]
[null,null,null,null,null,null,null,"EPICES DES ILES",2016,"GO",292,null,"Indisponible"]
["D6","Vavatenina","Vavatenina","JIRAMA","Diesel",49.196300000000001,-17.466480000000001,"TAMATRADE",2018,"GO",300,170,"Indisponible"]
[null,null,null,null,null,null,null,"MADECASSE",2018,"GO",200,null,"Indisponible"]
[null,null,null,null,null,null,null,"Sté SOGEOI",2018,"GO",300,null,"Indisponible"]
[null,null,null,null,null,null,null,"Sté SOGEOI",2019,"GO",160,140,"Indisponible"]
[null,null,null,null,null,null,null,"Henri Fraise & Fils",2020,"GO",240,190,"En Location par HFF"]
[null,null,null,null,null,null,null,"Henri Fraise & Fils",2020,"GO",240,190,"En Location par HFF"]
[null,null,null,null,null,null,null,"Henri Fraise & Fils",2020,"GO",240,190,"En Location par HFF"]
[]
[]
[]
[]
[]
[]
[]
[]
[]
[]
[null,"ELECTRIFICATION RURALE"]
["D1","Ampasimbe \nManantsatrana","Ampasimbe \nManantsatrana","  EGDM","Diesel",49.485500000000002,"-17,0976",null,2005,"GO",64,0,"Distribution en arrêt/ site abandonné"]
["D2","   Antanetilava","   Antanetilava","WELIGHT","Diesel","49.67950","-16.23708",null,2018,"GO",18,0]
[null,null,null,null,"Solaire",null,null,null,null,"SOL",22,0]
["D3","  Ampasimbe \n  Manantsatrana","   Ampasimbe \n   Manantsatrana","WELIGHT","Diesel",49.485500000000002,"-17,0976",null,2019,"GO",64,0]
[null,null,null,null,"Solaire",null,null,null,null,"SOL",31.7,0]
["D4","Ampasina Maningory","Ampasina    Maningory","WELIGHT","Solaire",49.41066,"-17,22277",null,2019,"SOL",31.7,0]
["D5","Mahambo","Mahambo","WELIGHT","Solaire",49.450659999999999,"-17,48952",null,2019,"SOL",52.8,0]
["D6","Vohilengo","Vohilengo","WELIGHT","Solaire",49.259410000000003,"-17,29019",null,2019,"SOL",52.9,0]
["D7","Sandrakatsy","Sandrakatsy","WELIGHT","Solaire",49.61186,"-16,33894",null,2019,"SOL",132,0]
["D8","Ambatoharanana","Ambatoharanana","WELIGHT","Solaire",49.581629999999997,"-16,42572",null,2019,"SOL",52.8,0]
["D9","Antanambaobe","Antanambaobe","WELIGHT","Solaire",49.665129999999998,"-16,93027",null,2019,"SOL",26.4,0]
["D10","Anjahambe","Anjahambe","WELIGHT","Solaire",49.143830000000001,"-17,37857",null,2019,"SOL",15.8,0]

{"sheet":"5-Androy","index":6,"n_rows":71,"n_cols":14,"rows_kept":71,"cut":false,"hidden":false,"merged":[[59,12,60,12],[59,0,60,0],[59,1,60,1],[59,2,60,2],[59,3,60,3],[46,0,47,0],[46,1,47,1],[46,2,47,2],[56,3,57,3],[56,0,57,0],[56,1,57,1],[56,2,57,2],[46,3,47,3],[51,0,52,0],[51,1,52,1],[51,2,52,2],[51,3,52,3],[54,0,55,0],[54,1,55,1],[54,2,55,2],[54,3,55,3],[48,0,49,0],[48,1,49,1],[48,2,49,2],[7,10,7,11],[7,8,8,8],[7,9,8,9],[7,5,8,5],[6,12,8,12],[46,12,47,12],[24,0,28,0],[4,7,4,10],[6,2,6,6],[6,7,6,11],[4,3,4,6],[7,7,8,7],[6,1,8,1],[6,0,8,0],[18,1,23,1],[10,3,17,3],[10,6,17,6],[10,1,17,1],[10,0,17,0],[24,1,28,1],[10,2,17,2],[29,3,34,3],[29,6,34,6],[29,2,34,2],[29,0,34,0],[29,1,34,1],[24,6,28,6],[18,3,23,3],[18,6,23,6],[24,3,28,3],[7,2,8,2],[7,3,8,3],[7,6,8,6],[24,2,28,2],[18,0,23,0],[18,2,23,2],[10,5,17,5],[18,5,23,5],[24,5,28,5],[29,5,34,5],[7,4,8,4],[10,4,17,4],[18,4,23,4],[24,4,28,4],[29,4,34,4],[46,4,47,4],[46,5,47,5],[46,6,47,6],[56,5,57,5],[56,6,57,6],[51,5,52,5],[51,6,52,6],[54,5,55,5],[54,6,55,6],[48,3,49,3],[48,5,49,5],[48,6,49,6],[65,3,66,3],[65,0,66,0],[65,1,66,1],[65,2,66,2],[65,5,66,5],[65,6,66,6],[59,5,60,5],[59,6,60,6],[61,3,62,3],[67,6,68,6],[69,0,70,0],[69,1,70,1],[69,2,70,2],[69,3,70,3],[69,5,70,5],[69,6,70,6],[67,0,68,0],[67,1,68,1],[67,2,68,2],[67,3,68,3],[67,5,68,5]]}
[]
[]
[]
[]
[null,null,null,"REGION :",null,null,null,"ANDROY"]
[]
["N°","EXPLOITATION\n/ RESEAU","Centrale de production",null,null,null,null,"Unités de production",null,null,null,null,"Observations"]
[null,null,"Dénomination","Concession / \nAutorisation","Type","Longitude","Latitude","Identification","Année de mise \nen service","Source \nd'Energie","Puissance en kW"]
[null,null,null,null,null,null,null,null,null,null,"nominale","disponible"]
[null," JIRAMA"]
["E1","Ambovombe","Ambovombe","JIRAMA","Diesel",46.088030000000003,"-25,17725","0566",2009,"GO",117,null,"Indisponible "]
[null,null,null,null,null,null,null,"04130",2012,"GO",200,null,"Indisponible "]
[null,null,null,null,null,null,null,"LOCAPRO",null,"GO",500,230,"En Location par LOCAPRO"]
[null,null,null,null,null,null,null,"LOCAPRO",null,"GO",100,"0","En Location par LOCAPRO"]
[null,null,null,null,null,null,null,"LOCAPRO",2019,"GO",160,110,"En Location par LOCAPRO"]
[null,null,null,null,null,null,null,"LOCAPRO",2019,"GO",160,"0","En Location par LOCAPRO"]
[null,null,null,null,null,null,null,"LOCAPRO",2019,"GO",450,300,"En Location par LOCAPRO"]
[null,null,null,null,null,null,null,"LOCAPRO",2020,"GO",288,"0","En Location par LOCAPRO"]
["E2","Bekily","Bekily","JIRAMA","Diesel",45.315959999999997,"-24,22137","2236",2008,"GO",50,"0"]
[null,null,null,null,null,null,null,"2237",2008,"GO",50,"0"," Indisponible"]
[null,null,null,null,null,null,null,"24305",2016,"GO",132,75]
[null,null,null,null,null,null,null,"FIRST ENERGY",2016,"GO",200,"0","En Location par FIRST ENERGY  "]
[null,null,null,null,null,null,null,"Jirama",null,"GO",160,90]
[null,null,null,null,null,null,null,"Jirama",null,"GO",105,65]
["E3","Beloha","Beloha","JIRAMA","Diesel",45.061320000000002,"-25,17368","0586",2010,"GO",34,16]
[null,null,null,null,null,null,null,"2487",1998,"GO",32,16]
[null,null,null,null,null,null,null,"Jirama",null,"GO",88,70]
[null,null,null,null,null,null,null,"Jirama",null,"GO",88,"0"]
[null,null,null,null,null,null,null,"FIRST ENERGY",2020,"GO",80,"0","En Location par FIRST ENERGY  "]
["E4","Tsihombe","Tsihombe","JIRAMA","Diesel",45.4861,-25.316680000000002,"0522",2008,"GO",50,30]
[null,null,null,null,null,null,null,"0471",1993,"GO",50,null,"Indisponible "]
[null,null,null,null,null,null,null,"24177",2008,"GO",80,"0"]
[null,null,null,null,null,null,null,"24219",2013,"GO",200,null,"Indisponible "]
[null,null,null,null,null,null,null,"24422",2020,"GO",176,130]
[null,null,null,null,null,null,null,"24423",2020,"GO",132,100]
[]
[]
[]
[]
[]
[]
[]
[]
[]
[]
[null,"ELECTRIFICATION RURALE"]
["E1","Antanimora Sud","Antanimora Sud","AMBININTSOA ENERGY","Diesel",45.6586,-24.8171,"GE1",2007,"GO",48,30,"En arrêt depuis 2011"]
[null,null,null,null,null,null,null,"GE2",2009,"GO",48,30]
["E2","Antanimora Sud","Antanimora Sud","AUTARSYS & METAPLASCO","Diesel",45.6586,-24.8171,"GE",2021,"GO",48,48]
[null,null,null,null,"Solaire",null,null,"SOL",2021,"Solaire",83,83]
["E3","Bekitro","Bekitro","AMBININTSOA ENERGY","Diesel",45.303699999999999,"-24,5649","GE",2007,"GO",20,null,"En arrêt depuis 2011"]
["E4","   Bekitro","Bekitro","AUTARSYS & METAPLASCO","Diesel",45.303699999999999,"-24,5649","GE",2021,"GO",48,48]
[null,null,null,null,"Solaire",null,null,"SOL",2021,"Solaire",62,62]
["E5","Tranoroa","Tranoroa","AMBININTSOA ENERGY","Diesel",45.064300000000003,"-24,7104","GE",2007,"GO",20,null,"En arrêt depuis 2011"]
["E6","   Tranoroa","Tranoroa","AUTARSYS & METAPLASCO","Diesel",45.064300000000003,"-24,7104",null,2021,"GO",48,48]
[null,null,null,null,"Solaire",null,null,null,2021,"Solaire",62,62]
["E7","Ambondro","Ambondro","Association \nAngovo Soan'Androy","Solaire",45.822800000000001,"-25,2152",null,2020,"Solaire",15,15]
[null,null,null,null,"Eolienne",null,null,null,2010,"Eolienne",12,12]
["E8","Beraketa","Beraketa","SM3E","Diesel",45.673900000000003,"-24,1807",null,2006,"GO",48,null,"Panne groupe - distribution suspendue"]
["E9","Faux Cap","Faux Cap","TAZA Production","Eolienne",45.528599999999997,"-25,5673",null,2011,null,5,5,"Distribution suspendue : \nProblème de trésorerie"]
[null,null,null,null,"Diesel",null,null,null,2012,"GO",7.5]
["E10","Marovato","Marovato","Association \nAngovo Soan'Androy","Solaire",45.4863,"-25,3168",null,2016,"Solaire",10,10]
["E11","Ambonaivo","Ambonaivo",null,"Solaire",45.932400000000001,"-25,2085",null,2016,"Solaire",7.5,7.5,null,"²"]
["E12","Beanantara","Beanantara","Association FIHAMY","Solaire",46.089700000000001,"-25,1720",null,2016,"Solaire",7.5,7.5]
["E13","Maroalomainty","Maroalomainty","Association TELORAE TEA FAHAZAVAGNE","Solaire",46.089700000000001,"-25,1720",null,2016,"Solaire",7.5,7.5]
["E14","Andalatanosy","Andalatanosy","AUTARSYS & METAPLASCO","Diesel",45.595799999999997,-24.671410000000002,null,2021,"GO",32,32]
[null,null,null,null,"Solaire",null,null,null,2021,"Solaire",42,42]
["E15","Soamanitra","Soamanitra","AUTARSYS & METAPLASCO","Diesel",44.996220000000001,-25.449829999999999,null,2021,"GO",35,35]
[null,null,null,null,"Solaire",null,null,null,2021,"Solaire",42,42]
["E16","Ambahita centre","Ambahita centre","AUTARSYS & METAPLASCO","Diesel",45.258519999999997,-24.007079999999998,null,2021,"GO",24,24]
[null,null,null,null,"Solaire",null,null,null,2021,"Solaire",21,21]

{"sheet":"6-Anosy","index":7,"n_rows":42,"n_cols":13,"rows_kept":42,"cut":false,"hidden":false,"merged":[[37,0,38,0],[35,0,36,0],[31,0,32,0],[6,0,8,0],[6,1,8,1],[10,0,12,0],[13,0,17,0],[6,7,6,11],[10,1,12,1],[13,1,17,1],[13,2,17,2],[13,3,17,3],[13,4,17,4],[13,6,17,6],[13,5,17,5],[10,6,12,6],[7,9,8,9],[37,12,38,12],[7,10,7,11],[6,12,8,12],[7,2,8,2],[7,3,8,3],[7,6,8,6],[7,7,8,7],[7,8,8,8],[35,12,36,12],[7,4,8,4],[7,5,8,5],[10,2,12,2],[10,3,12,3],[10,4,12,4],[10,5,12,5],[6,2,6,6]]}
[]
[]
[]
[]
[null,null,"      REGION :",null,null,null,null,"ANOSY"]
[]
["N°","EXPLOITATION\n/ RESEAU","Centrale de production",null,null,null,null,"Unités de production",null,null,null,null,"Observations"]
[null,null,"Dénomination","Concession / \nAutorisation","Type","Longitude","Latitude","Identification","Année de mise \nen service","Source \nd'Energie","Puissance en kW"]
[null,null,null,null,null,null,null,null,null,null,"nominale","disponible"]
[null," JIRAMA"]
["F1","Amboasary Sud","Amboasary Sud","JIRAMA","Diesel",46.383980000000001,"-25,03741","Jirama",null,"GO",200,"0"]
[null,null,null,null,null,null,null,"Jirama",null,"GO",240,214]
[null,null,null,null,null,null,null,"Jirama",null,"GO",80,70]
["F2","Betroka","Betroka","JIRAMA","Diesel",46.097250000000003,"-23,26722","Sté SOGEOI",2019,"GO",360,150,"Données du site indisponible"]
[null,null,null,null,null,null,null,"FIRST ENERGY",2014,"GO",264,null,"Données du site indisponible"]
[null,null,null,null,null,null,null,"FIRST ENERGY",2016,"GO",180,null,"Données du site indisponible"]
[null,null,null,null,null,null,null,"FPGS",2019,"GO",200,200,"Données du site indisponible"]
[null,null,null,null,null,null,null,"TAMATRADE",2019,"GO",100,90,"Données du site indisponible"]
["F3","Taolagnaro","Taolagnaro","QMM","Diesel",46.99033,"-25,02976","Fd/QMM",2011,"FO",3800,3800]
[]
[]
[]
[]
[]
[]
[]
[]
[]
[]
[null,"ELECTRIFICATION RURALE"]
["F1","Manambaro","Manambaro","AMBININTSOA ENERGY","Diesel",46.814300000000003,"-25,0316",null,2005,"GO",64,null,"Panne groupe - distribution suspendue"]
["F2","Ranopiso","Ranopiso","AMBININTSOA ENERGY","Diesel",46.686199999999999,"-25,0521",null,2005,"GO",24,null,"Panne groupe - distribution suspendue"]
[null,null,null,null,null,null,null,null,2005,"GO",24,null,"Panne groupe - distribution suspendue"]
["F3","Analapatsy","Analapatsy","Association MAZAVA","Solaire",46.694600000000001,"-25,1695",null,2011,"Solaire",4.8600000000000003,4.8600000000000003,"Installations photovoltaïques individuelles"]
["F4","Ranomafana Sud","Ranomafana Sud","COMMUNE","Diesel",46.959200000000003,"-24,5662",null,2006,"GO",24,null,"Donnée du site indisponible"]
["F5","Isoanala","Isoanala","Entreprise VONJY","Diesel",45.716500000000003,"-23,8332",null,2006,"GO",32,null,"Distribution suspendue"]
[null,null,null,null,null,null,null,null,2006,"GO",32]
["F6","Tsivory","Tsivory","SM3E","Diesel",46.0747,"-24,0684",null,2007,"GO",32,null,"Distribution suspendue"]
[null,null,null,null,null,null,null,null,2007,"GO",32]
["F7","Ifotaka","Ifotaka","Entreprise TOKY Construction","Solaire",46.134599999999999,"-24,8104",null,2016,"Solaire",10,10,"En exploitation"]
["F8","Mahatalaky","Mahatalaky","Entreprise TOKY Construction","Solaire",47.081400000000002,"-24,7924",null,2016,"Solaire",15,15,"En exploitation"]
["F9","Tanandava Sud","Tanandava","Entreprise TOKY Construction","Solaire",46.384099999999997,"-25,0409",0,2016,"Solaire",7.5,7.5,"En exploitation"]

{"sheet":"7-Atsimo Andrefana","index":8,"n_rows":100,"n_cols":13,"rows_kept":100,"cut":false,"hidden":false,"merged":[[86,8,87,8],[84,5,85,5],[84,6,85,6],[86,5,87,5],[86,6,87,6],[90,5,91,5],[90,6,91,6],[73,5,74,5],[73,6,74,6],[77,5,78,5],[77,6,78,6],[80,5,81,5],[80,6,81,6],[84,8,85,8],[33,1,36,1],[33,2,36,2],[33,3,36,3],[42,3,46,3],[37,1,41,1],[37,2,41,2],[37,3,41,3],[37,4,41,4],[10,6,14,6],[15,6,19,6],[30,6,32,6],[33,5,36,5],[33,6,36,6],[37,5,41,5],[37,6,41,6],[26,1,29,1],[30,1,32,1],[26,5,29,5],[26,6,29,6],[30,5,32,5],[6,12,8,12],[7,2,8,2],[7,3,8,3],[7,6,8,6],[7,7,8,7],[7,8,8,8],[7,9,8,9],[42,4,46,4],[47,4,61,4],[42,5,46,5],[47,5,61,5],[57,12,61,12],[42,6,46,6],[15,3,19,3],[26,2,29,2],[26,3,29,3],[26,4,29,4],[30,2,32,2],[30,3,32,3],[30,4,32,4],[47,6,61,6],[48,12,56,12],[20,5,25,5],[20,6,25,6],[47,1,61,1],[47,2,61,2],[47,3,61,3],[42,1,46,1],[42,2,46,2],[6,0,8,0],[6,1,8,1],[6,2,6,6],[6,7,6,11],[7,10,7,11],[7,4,8,4],[7,5,8,5],[15,4,19,4],[15,5,19,5],[10,1,14,1],[10,2,14,2],[10,3,14,3],[10,4,14,4],[10,5,14,5],[20,1,25,1],[20,2,25,2],[20,3,25,3],[15,1,19,1],[15,2,19,2],[73,0,74,0],[33,0,36,0],[37,0,41,0],[42,0,46,0],[47,0,61,0],[10,0,14,0],[15,0,19,0],[20,0,25,0],[26,0,29,0],[30,0,32,0],[90,3,91,3],[90,2,91,2],[90,1,91,1],[90,0,91,0],[77,1,78,1],[77,2,78,2],[77,3,78,3],[80,0,81,0],[77,0,78,0],[84,0,85,0],[84,1,85,1],[84,2,85,2],[84,3,85,3],[86,0,87,0],[86,1,87,1],[86,2,87,2],[86,3,87,3],[92,0,93,0],[92,1,93,1],[92,2,93,2],[92,3,93,3],[92,5,93,5],[92,6,93,6],[94,0,95,0],[94,1,95,1],[94,2,95,2],[94,3,95,3],[94,5,95,5],[94,6,95,6],[96,0,97,0],[96,1,97,1],[96,2,97,2],[96,3,97,3],[96,5,97,5],[96,6,97,6],[98,0,99,0],[98,1,99,1],[98,2,99,2],[98,3,99,3],[98,5,99,5],[98,6,99,6]]}
[]
[]
[]
[]
[null,null,null,"REGION :",null,null,null,"ATSIMO ANDREFANA"]
[]
["N°","EXPLOITATION\n/ RESEAU","Centrale de production",null,null,null,null,"Unités de production",null,null,null,null,"Observations"]
[null,null,"Dénomination","Concession / \nAutorisation","Type","Longitude","Latitude","Identification","Année de mise \nen service","Source \nd'Energie","Puissance en kW"]
[null,null,null,null,null,null,null,null,null,null,"nominale","disponible"]
[null," JIRAMA"]
["G1","Ampanihy Ouest","Ampanihy Ouest","JIRAMA","Diesel",44.746369999999999,"-24,69261","0535",2009,"GO",58,"0","Indisponible"]
[null,null,null,null,null,null,null,"Jirama",2016,"GO",200,115]
[null,null,null,null,null,null,null,"Jirama",null,"GO",88,"0"]
[null,null,null,null,null,null,null,"Jirama",null,"GO",280,160]
[null,null,null,null,null,null,null,"FIRST ENERGY",null,"GO",160,110,"En Location par FIRST ENERGY - Indisponible  "]
["G2","Ankazoabo Sud","Ankazoabo Sud","JIRAMA","Diesel",44.509869999999999,"-22,2907","0474",1996,"GO",50,"0","Indisponible"]
[null,null,null,null,null,null,null,"0540",2009,"GO",58,"0","Indisponible"]
[null,null,null,null,null,null,null,"LOCAPRO",null,"GO",120,"0"]
[null,null,null,null,null,null,null,"LOCAPRO",2020,"GO",160,100]
[null,null,null,null,null,null,null,"LOCAPRO",2020,"GO",80,60]
["G3","Benenitra","Benenitra","JIRAMA","Solaire",45.080060000000003,"-23,44819","Gr/Solaire",2001,"Solaire",7.2,"0"]
[null,null,null,null,"Diesel",null,null,"0568",2009,"GO",32,"0"]
[null,null,null,null,null,null,null,"2410",1992,"GO",32,"0"]
[null,null,null,null,null,null,null,"Jirama",null,"GO",70,46]
[null,null,null,null,null,null,null,"Jirama",null,"GO",64,58]
[null,null,null,null,null,null,null,"Jirama",null,"GO",64,58]
["G4","Beroroha","Beroroha","JIRAMA","Diesel",45.170200000000001,"-21,67931","24256",2014,"GO",48,40,"   "]
[null,null,null,null,null,null,null,"24257",2014,"GO",48,40]
[null,null,null,null,null,null,null,"Jirama",null,"GO",48,"0"]
[null,null,null,null,null,null,null,"Jirama",null,"GO",48,"0","   "]
["G5","Betioky Sud","Betioky Sud","JIRAMA","Diesel",44.379359999999998,"-23,71824","0539",2009,"GO",34,"0","Indisponible"]
[null,null,null,null,null,null,null,"Jirama",null,"GO",88,70]
[null,null,null,null,null,null,null,"LOCAPRO",null,"GO",160,130,"En Location par LOCAPRO"]
["G6","Bezaha","Bezaha","JIRAMA","Hydro",44.500579999999999,"-23,50277","5901",1987,"Hydro",90,"0","Exploitation suspendue depuis 1987"]
[null,null,null,null,null,null,null,"2233",2008,"GO",50,"0","Indisponible"]
[null,null,null,null,null,null,null,"LOCAPRO",2019,"GO",200,130,"En Location par LOCAPRO"]
[null,null,null,null,null,null,null,"LOCAPRO",2020,"GO",140,70,"En Location par LOCAPRO"]
["G7","Morombe","Morombe","JIRAMA","Diesel",43.36074,"-21,74344","Jirama",null,"GO",200,150]
[null,null,null,null,null,null,null,"Jirama",null,"GO",88,50]
[null,null,null,null,null,null,null,"FPGS",null,"GO",200,"0"]
[null,null,null,null,null,null,null,"LOCAPRO",2019,"GO",224,"0"]
[null,null,null,null,null,null,null,"LOCAPRO",2019,"GO",152,"0"]
["G8","Sakaraha","Sakaraha","JIRAMA","Diesel",44.53304,"-22,91193","Jirama",2009,"GO",300,139]
[null,null,null,null,null,null,null,"Jirama",null,"GO",500,"0"]
[null,null,null,null,null,null,null,"Jirama",null,"GO",132,70]
[null,null,null,null,null,null,null,"Jirama",2018,"GO",200,"0"]
[null,null,null,null,null,null,null,"Jirama",null,"GO",220,180]
["G9","Toliary","Toliary","JIRAMA","Diesel",43.679720000000003,"-23,35571","Jirama",2007,"GO",1000,"0"]
[null,null,null,null,null,null,null,"HFF 9546/G1 ",null,"GO",1200,500,"En Location par HFF  "]
[null,null,null,null,null,null,null,"HFF 9549/G2",null,"GO",1200,500]
[null,null,null,null,null,null,null,"HFF 9574/G3",2015,"GO",800,600]
[null,null,null,null,null,null,null,"HFF 9575/G4",2015,"GO",800,300]
[null,null,null,null,null,null,null,"HFF 9576/G5",2015,"GO",800,300]
[null,null,null,null,null,null,null,"HFF 9577/G6",2015,"GO",1600,1200]
[null,null,null,null,null,null,null,"HFF 9579/G8",2015,"GO",800]
[null,null,null,null,null,null,null,"HFF 9580/G9",2015,"GO",800,400]
[null,null,null,null,null,null,null,"HFF 9581/G10",2015,"GO",800,300]
[null,null,null,null,null,null,null,"ENELEC/G1",2014,"GO",7500,3000,"En location par ENELEC"]
[null,null,null,null,null,null,null,"ENELEC/G2",2014,"GO",5500,"0"]
[null,null,null,null,null,null,null,"ENELEC/G3",2015,"GO",7500,4000]
[null,null,null,null,null,null,null,"ENELEC/G4",2018,"GO",3400,"0"]
[null,null,null,null,null,null,null,"ENELEC/SOL",2020,"SOLAIRE",2900,2400]
[]
[]
[]
[]
[]
[]
[]
[]
[]
[]
[null,"ELECTRIFICATION RURALE"]
["G1","Ankaraobato","Ankaraobato","AIDER","Ethanol",43.637529999999998,"-22,65580",null,2013,"Ethanol",15,null,"Ethanol Non disponible"]
[null,null,null,null,"Hydro",null,null,null,2013,"Hydro",10,10]
["G2","Ankililoaka","Ankililoaka","ALM GUANO","Diesel",43.617130000000003,"-22,76840",null,2008,"GO",28,null,"Distribution suspendue"]
["G3","Fotadrevo","Fotadrevo","Association \ndes Usagers ","Diesel",45.019080000000002,-24.05265,null,2006,"GO",64,null,"gérée par  particulier"]
["G4","Antanimieva","Antanimieva","AUTARSYS","Solaire",43.7729,"-22,24605",null,2019,"Solaire",15,15]
[null,null,null,null,"Diesel",null,null,null,2019,"GO",21,20]
["G5","Ejeda","Ejeda","AUTARSYS","Diesel",44.519579999999998,-24.349820000000001,null,2019,"GO",48,48]
["G6","Andranovory","Andranovory","Entreprise \nMAZAVALOHA","Diesel",44.145910000000001,"-23,14113",null,2005,"GO",24,null,"Distribution suspendue"]
[null,null,null,null,null,null,null,null,2005,"GO",24,null,"Distribution suspendue"]
["G7","Ambahikily","Ambahikily","MANAMPISOA","Diesel",43.6783,"-21,60563",null,2006,"GO",32,null,"Panne groupe"]
["G8","Manombo","Manombo","SOFOUREL","Solaire",43.474400000000003,"-22,95111",null,2011,null,0.2,0.2,"Projet abandonné/vols de panneaux solaires"]
["G9","Mahaboboka","Mahaboboka","ENERGIE TECHNOLOGIE","Diesel",44.33717,"-22,89843",null,2017,"GO",17,17]
[null,null,null,null,"Solaire",null,null,null,null,"Solaire",15,15]
["G10","St Augustin","St Augustin","ENERGIE TECHNOLOGIE","Diesel",43.844999999999999,"-23,52639",null,2017,"GO",12,12]
[null,null,null,null,"Solaire",null,null,null,null,"Solaire",15,15]
["G11","Befandefa","Befandefa","ANKA Madagascar","Solaire",43.305030000000002,"-22,14571",null,2014,"Solaire",15,15]
["G12","Andavadoaka","Befandefa","ANKA Madagascar","Solaire",43.242780000000003,"-22,07444",null,2014,"Solaire",57,17]
["G13","Manombo Sud","Manombo Sud","AUTARSYS","Solaire",43.474440000000001,"-22,95111",null,2019,"Solaire",15,17]
[null,null,null,null,"Diesel",null,null,null,2019,"GO",21,17]
["G14","Andranohinaly","Andranohinaly","ANKA Madagascar","Solaire","43.97725","-23.28111",null,2020,"Solaire",20,20]
[null,null,null,null,"Diesel",null,null,null,2020,"GO",24.8,24.8]
["G15","Ambohimahavelona","Ambohimahavelona","ANKA Madagascar","Solaire","44.89602","-23.44236",null,2020,"Solaire",30,30]
[null,null,null,null,"Diesel",null,null,null,2020,"GO",28.8,28.8]
["G16","Mangily","Mangily","ANKA Madagascar","Solaire","43.61238","-23.12433",null,2021,"Solaire",400,400]
[null,null,null,null,"Diesel",null,null,null,2021,"GO",280,280]
["G17","Anakao","Anakao","ANKA Madagascar","Solaire","43.64991","-23.66288",null,2021,"Solaire",220,220]
[null,null,null,null,"Diesel",null,null,null,2021,"GO",140,140]

{"sheet":"8-Atsimo Atsinanana","index":9,"n_rows":27,"n_cols":13,"rows_kept":27,"cut":false,"hidden":false,"merged":[[13,3,16,3],[10,3,12,3],[17,3,19,3],[20,3,21,3],[22,3,26,3],[17,2,19,2],[20,2,21,2],[20,1,21,1],[22,2,26,2],[10,1,12,1],[10,2,12,2],[13,2,16,2],[13,1,16,1],[22,0,26,0],[13,0,16,0],[10,0,12,0],[6,0,8,0],[6,1,8,1],[17,0,19,0],[20,0,21,0],[22,1,26,1],[17,1,19,1],[6,12,8,12],[7,2,8,2],[7,3,8,3],[7,6,8,6],[7,7,8,7],[7,8,8,8],[7,9,8,9],[7,10,7,11],[6,2,6,6],[6,7,6,11],[7,4,8,4],[7,5,8,5]]}
[]
[]
[]
[]
[null,null,null,"REGION :",null,null,null,null,"ATSIMO ATSINANANA"]
[]
["N°","EXPLOITATION\n/ RESEAU","Centrale de production",null,null,null,null,"Unités de production",null,null,null,null,"Observations"]
[null,null,"Dénomination","Concession / \nAutorisation","Type","Longitude","Latitude","Identification","Année de mise \nen service","Source \nd'Energie","Puissance en kW"]
[null,null,null,null,null,null,null,null,null,null,"nominale","disponible"]
[null," JIRAMA"]
["H1","Befotaka","Befotaka","JIRAMA","Diesel",46.986229999999999,-23.823650000000001,"2447",1997,"GO",18,15]
[null,null,null,null,null,null,null,2445,1997,"GO",32,25]
[null,null,null,null,null,null,null,"Jirama",2010,"GO",21,13]
["H2","Farafangana","Farafangana","JIRAMA","Diesel",47.824829999999999,-22.820689999999999,"Jirama",null,"GO",1120,350]
[null,null,null,null,null,null,null,"HFF",null,"GO",648,512]
[null,null,null,null,null,null,null,"HFF",null,"GO",572,"0"]
[null,null,null,null,null,null,null,"HFF",null,"GO",572,415]
["H3","Midongy Sud","Midongy Sud","JIRAMA","Diesel",47.016489999999997,-23.588920000000002,"Jirama",null,"GO",34,24]
[null,null,null,null,null,null,null,"Jirama",1997,"GO",32,15]
[null,null,null,null,null,null,null,"Jirama",2008,"GO",80,29]
["H4","Vangaindrano","Vangaindrano","JIRAMA","Diesel",47.605400000000003,-23.349160000000001,"HFF",null,"GO",320,256]
[null,null,null,null,null,null,null,"HFF",null,"GO",320,256]
["H5","Vondrozo","Vondrozo","JIRAMA","Diesel",47.321080000000002,-22.8202,"Jirama",1990,"GO",40,"0"]
[null,null,null,null,null,null,null,"Jirama",null,"GO",120,41]
[null,null,null,null,null,null,null,"Jirama",null,"GO",50,"0"]
[null,null,null,null,null,null,null,"Jirama",null,"GO",50,36]
[null,null,null,null,null,null,null,"Jirama",null,"GO",24,21]

{"sheet":"9-Atsinanana","index":10,"n_rows":68,"n_cols":13,"rows_kept":68,"cut":false,"hidden":false,"merged":[[18,1,20,1],[21,2,26,2],[21,1,26,1],[21,0,26,0],[45,2,48,2],[45,1,48,1],[27,2,28,2],[27,3,28,3],[10,11,13,11],[14,11,17,11],[66,12,67,12],[66,5,67,5],[66,6,67,6],[18,5,20,5],[18,6,20,6],[27,5,28,5],[18,2,20,2],[6,12,8,12],[7,10,7,11],[6,7,6,11],[7,2,8,2],[7,3,8,3],[7,6,8,6],[7,7,8,7],[7,8,8,8],[7,9,8,9],[7,4,8,4],[7,5,8,5],[6,0,8,0],[6,1,8,1],[6,2,6,6],[66,0,67,0],[10,0,13,0],[14,0,17,0],[18,0,20,0],[42,0,44,0],[45,0,48,0],[29,0,32,0],[27,6,28,6],[36,0,38,0],[39,0,40,0],[27,4,28,4],[33,0,35,0]]}
[]
[]
[]
[]
[null,null,null,null,null,null,null,"REGION :","ATSINANANA"]
[]
["N°","EXPLOITATION\n/ RESEAU","Centrale de production",null,null,null,null,"Unités de production",null,null,null,null,"Observations"]
[null,null,"Dénomination","Concession / \nAutorisation","Type","Longitude","Latitude","Identification","Année de mise \nen service","Source \nd'Energie","Puissance en kW"]
[null,null,null,null,null,null,null,null,null,null,"nominale","disponible"]
[null," JIRAMA"]
["I1","Réseau Interconnecté \nd'Antananarivo","Andekaleka","JIRAMA","Hydro",48.619500000000002,-18.786999999999999,"5505",1982,"Hydro",29000,122000,"Pour les autres centrales en dehors de la région Analamanga, cf. RIA"]
[null,null,null,null,null,null,null,"5506",1982,"Hydro",29000]
[null,null,null,null,null,null,null,"5507",2012,"Hydro",33000]
[null,null,null,null,null,null,null,"5508",2022,"Hydro",33000,null,"P disponible = P en année hydrologique moyenne "]
["I2","Réseau Interconnecté \nde Toamasina","Volobe","JIRAMA","Hydro",49.178100000000001,-18.121300000000002,"5201",1931,"Hydro",1520,5900,"P disponible = P en année hydrologique moyenne "]
[null,null,null,null,null,null,null,"5202",1931,"Hydro",1520]
[null,null,null,null,null,null,null,"5203",1955,"Hydro",1520]
[null,null,null,null,null,null,null,"5401",1977,"Hydro",2200]
["I3","Toamasina IV","Toamasina IV","VESTOP","Diesel",49.404209999999999,-18.163309999999999,"0571",2009,"FO",6000,3000]
[null,null,null,"JIRAMA","Diesel",null,null,"0572",2009,"FO",6000,4000]
[null,null,null,null,null,null,null,"0573",2009,"FO",6000,4000]
["I4","Betainomby","Betainomby",null,null,null,null,"ENELEC / LIDERA GREEN POWER",".","SOL",2000,1000]
[null,null,null,"JIRAMA","Diesel",49.404209999999999,-18.163309999999999,"Tm/ENELEC 1",2008,"GO/FO",8100,3500,"En Location par ENELEC "]
[null,null,null,null,null,null,null,"Tm/ENELEC 2",2009,"GO/FO",1500,"0","En Location par ENELEC "]
[null,null,null,null,null,null,null,"Tm/ENELEC 2",2009,"GO/FO",5300,"0","En Location par ENELEC "]
[null,null,null,null,null,null,null,"Tm/ENELEC 2",2009,"GO/FO",6600,3500,"En Location par ENELEC - Indisponible "]
[null,null,null,null,null,null,null,"Tm/ENELEC 3",2016,"GO/FO",21850,16700,"En Location par ENELEC "]
["I5","Ambodiatafana","Ambodiatafana","JIRAMA","Diesel",49.467779999999998,"-17,95389","Jirama",null,"GO",26,20]
["I5","Ambodiatafana",null,null,null,null,null,"Jirama",null,"GO",62,51]
["I6","Antanambao \nManampotsy","Antanambao \nManampotsy","JIRAMA","Diesel",48.574069999999999,-19.484660000000002,594,2011,"GO",50,null,"Indisponible"]
[null,null,null,null,null,null,null,"0595",2011,"GO",50,40]
[null,null,null,null,null,null,null,"2462",1997,"GO",128,100]
[null,null,null,null,null,null,null,"Atm/FIRST",2016,"GO",160,null,"En Location par FIRST ENERGY - Indisponible "]
["I7","Brickaville","Brickaville","JIRAMA","Diesel",49.070239999999998,-18.824069999999999,"Jirama",null,"GO",240,"0"]
[null,null,null,null,null,null,null,"Jirama",2014,"GO",240,220]
[null,null,null,null,null,null,null,"LOCAPRO",2019,"GO",200,180]
["I8","Foulpointe","Foulpointe","JIRAMA","Diesel",49.513579999999997,-17.680250000000001,"HFF",null,"GO",280,222,"En Location par HENRI FRAISE FILS"]
[null,null,null,null,null,null,null,"HFF",2019,"GO",500,416,"En Location par HENRI FRAISE FILS"]
[null,null,null,null,null,null,null,"HFF",null,"GO",572,460,"En Location par HENRI FRAISE FILS"]
["I9","Mahanoro","Mahanoro","JIRAMA","Diesel",48.80885,-19.89874,"HFF",null,"GO",400,288]
[null,null,null,null,null,null,null,"HFF",null,"GO",440,320]
["I10","Marolambo","Marolambo","JIRAMA","Diesel",48.131399999999999,-20.048159999999999,"Jirama",null,"GO",88,51,"   "]
["I11","Vatomandry","Ambodiriana","JIRAMA","Hydro",null,null,"Jirama",1953,"Hydro",90,"0"]
[null,null,null,null,null,null,null,"Jirama",null,"Hydro",40,"0"]
[null,null,null,null,null,null,null,"Jirama",1953,"Hydro",40,"0"]
["I12","Vatomandry","Vatomandry","JIRAMA","Diesel",48.97616,-19.336790000000001,24213,2013,"GO",300,null,"Indisponible"]
[null,null,null,null,null,null,null,"HFF",2019,"GO",360,256,"En Location par HENRI FRAISE FILS"]
[null,null,null,null,null,null,null,"HFF",2019,"GO",360,256,"En Location par HENRI FRAISE FILS"]
[null,null,null,null,null,null,null,"HFF",2019,"GO",360,256,"En Location par HENRI FRAISE FILS"]
[]
[]
[]
[]
[]
[]
[]
[]
[]
[]
[null,"ELECTRIFICATION RURALE"]
["H1","Tsaravinany","Tsaravinany","COGIC","Diesel",48.807049999999997,-19.894459999999999,null,2009,"GO",12,null,"Données du site indisponible"]
["H2","Ilaka Est","Ilaka Est","COGIC","Diesel",48.803910000000002,"-19,58647",null,2009,"GO",39,null,"Toutes les installations non disponibles"]
["H3","Ilaka Est","Ilaka Est","WELIGHT","Solaire","48.80391","-19.58647",null,2019,"Solaire",42.2,42.2]
["H4","Andovoranto","Andovoranto","WELIGHT","Solaire",49.107379999999999,-18.957830000000001,null,2017,"Solaire",11,11]
["H5","Betsizaraina","Betsizaraina","ECEE","Diesel",48.74935,"-19,96128",null,2007,"GO",20,null,"En arrêt - Distribution suspendue"]
["H6","Antsampanana","Antsampanana","ELEC & EAU","Diesel",48.943579999999997,"-18,98184",null,2007,"GO",96,null,"En arrêt, contrat résilié"]
["H7","Ranomafana Est","Ranomafana Est","ELEC & EAU","Hydro",48.840989999999998,"-18,95855",null,2007,"Hydro",30,null,"En arrêt, contrat résilié"]
[null,null,null,null,"Diesel",null,null,null,2007,"GO",21.6]

{"sheet":"10-Betsiboka","index":11,"n_rows":44,"n_cols":13,"rows_kept":44,"cut":false,"hidden":false,"merged":[[40,0,41,0],[14,1,20,1],[6,0,8,0],[6,1,8,1],[40,1,41,1],[14,0,19,0],[21,1,36,1],[21,0,36,0],[10,0,13,0],[10,1,13,1],[40,2,41,2],[40,3,41,3],[10,3,11,3],[14,2,20,2],[10,2,11,2],[14,3,20,3],[21,2,36,2],[21,3,36,3],[6,12,8,12],[7,2,8,2],[7,3,8,3],[7,6,8,6],[7,7,8,7],[7,8,8,8],[7,9,8,9],[7,10,7,11],[6,7,6,11],[6,2,6,6],[7,4,8,4],[7,5,8,5],[21,4,36,4],[21,5,36,5],[21,6,36,6],[40,5,41,5],[40,6,41,6],[10,4,11,4],[14,4,19,4],[10,6,11,6],[10,5,11,5],[14,5,20,5],[14,6,20,6]]}
[]
[]
[]
[]
[null,null,null,null,null,null,null,"REGION :",null,"BETSIBOKA"]
[]
["N°","EXPLOITATION\n/ RESEAU","Centrale de production",null,null,null,null,"Unités de production",null,null,null,null,"Observations"]
[null,null,"Dénomination","Concession / \nAutorisation","Type","Longitude","Latitude","Identification","Année de mise \nen service","Source \nd'Energie","Puissance en kW"]
[null,null,null,null,null,null,null,null,null,null,"nominale","disponible"]
[null," JIRAMA"]
["J1","Kandreho","Kandreho","JIRAMA","Diesel",46.094189999999998,-17.484200000000001,"Jirama",1996,"GO",32,24]
[null,null,null,null,null,null,null,"Jirama",1996,"GO",32,"0"]
[null,null,null,null,null,null,null,"Jirama",null,"GO",70,55]
[null,null,null,null,null,null,null,"Jirama",null,"GO",70,55]
["J2","Maevatanana","Maevatanana","JIRAMA","Diesel",46.826560000000001,-16.949459999999998,"FIRST ENERGY",null,"GO",202,100]
[null,null,null,null,null,null,null,"FIRST ENERGY",null,"GO",200,100]
[null,null,null,null,null,null,null,"FIRST ENERGY",null,"GO",240,120]
[null,null,null,null,null,null,null,"FIRST ENERGY",null,"GO",504,150]
[null,null,null,null,null,null,null,"FIRST ENERGY",null,"GO",124,60]
[null,null,null,null,null,null,null,"FIRST ENERGY",null,"SOL",100,60]
["J3",null,null,null,null,null,null,"FIRST ENERGY",null,"SOL",300,270]
["J4","Tsaratanàna","Tsaratanàna","JIRAMA","Diesel",47.650759999999998,-16.796050000000001,"Jirama",2008,"GO",50,38]
[null,null,null,null,null,null,null,"Jirama",2008,"GO",50,40]
[null,null,null,null,null,null,null,"Jirama",1992,"GO",63,"0"]
[null,null,null,null,null,null,null,"Jirama",2002,"GO",48,32]
[null,null,null,null,null,null,null,"Jirama",null,"GO"]
[null,null,null,null,null,null,null,"Jirama",null,"GO"]
[null,null,null,null,null,null,null,"Jirama",null,"GO"]
[null,null,null,null,null,null,null,"Jirama",null,"GO"]
[null,null,null,null,null,null,null,"Jirama",null,"GO"]
[null,null,null,null,null,null,null,"Jirama",null,"GO"]
[null,null,null,null,null,null,null,"Jirama",null,"GO"]
[null,null,null,null,null,null,null,"Jirama",null,"GO"]
[null,null,null,null,null,null,null,"Jirama",null,"GO"]
[null,null,null,null,null,null,null,"Jirama",null,"GO"]
[null,null,null,null,null,null,null,"Jirama",null,"GO",200,"0"]
[null,null,null,null,null,null,null,"Jirama",null,"GO",160,145]
[null,"ELECTRIFICATION RURALE"]
["I1","Antanimbary","Antanimbary","CASIELEC","Diesel",46.851320000000001,"-17,18413",null,2005,"GO",34]
["I2","Mahazoma","Mahazoma","CASIELEC","Diesel",46.569830000000003,"-17,16942",null,2005,"GO",24]
["I3","Andriba","Andriba","SERMAD","Hydro",46.929519999999997,-17.601739999999999,null,2014,"Hydro",70]
[null,null,null,null,"Diesel",null,null,null,2006,"GO",55,null,"Groupe de secours"]
["I4","Antsiafabositra","Antsiafabositra","SERMAD","Diesel",46.955010000000001,-17.3047,null,2005,"GO",32]
["I5","Mahatsinjo","Mahatsinjo","SERMAD","Diesel",47.012090000000001,-17.736840000000001,null,2006,"GO",25,null,"Raccordé avec  la centrale HYDRO d'Andriba"]

{"sheet":"11-Boeny","index":12,"n_rows":66,"n_cols":13,"rows_kept":66,"cut":false,"hidden":false,"merged":[[60,0,61,0],[6,0,8,0],[10,0,27,0],[28,0,31,0],[32,0,34,0],[35,0,38,0],[39,0,40,0],[56,0,57,0],[52,0,53,0],[6,12,8,12],[7,2,8,2],[7,3,8,3],[6,2,6,6],[6,7,6,11],[7,10,7,11],[6,1,8,1],[10,6,27,6],[7,8,8,8],[7,9,8,9],[7,6,8,6],[7,7,8,7],[10,2,27,2],[7,4,8,4],[10,4,27,4],[7,5,8,5],[10,5,27,5],[35,1,38,1],[35,2,38,2],[35,6,38,6],[28,4,31,4],[35,4,38,4],[28,5,31,5],[35,5,38,5],[52,1,53,1],[52,2,53,2],[52,3,53,3],[16,12,27,12],[60,1,61,1],[60,2,61,2],[60,3,61,3],[32,1,34,1],[10,1,27,1],[10,3,27,3],[35,3,38,3],[28,3,31,3],[39,1,40,1],[28,2,31,2],[28,1,31,1],[28,6,31,6],[60,6,61,6],[60,5,61,5],[52,6,53,6],[52,5,53,5],[56,6,57,6],[56,5,57,5]]}
[]
[]
[]
[]
[null,null,null,null,null,null,"REGION :",null,"BOENY"]
[]
["N°","EXPLOITATION\n/ RESEAU","Centrale de production",null,null,null,null,"Unités de production",null,null,null,null,"Observations"]
[null,null,"Dénomination","Concession / \nAutorisation","Type","Longitude","Latitude","Identification","Année de mise \nen service","Source \nd'Energie","Puissance en kW"]
[null,null,null,null,null,null,null,null,null,null,"nominale","disponible"]
[null," JIRAMA"]
["K1","Mahajanga","Mahajanga","JIRAMA","Diesel",46.328009999999999,-15.71956,"Jirama",2008,"GO",1000,700]
[null,null,null,null,null,null,null,"Jirama",2008,"GO",1000,"0"]
[null,null,null,null,null,null,null,"ENELEC",2008,"FO",6500,2200]
[null,null,null,null,null,null,null,"ENELEC",2009,"FO",6500,3300]
[null,null,null,null,null,null,null,"ENELEC/LIDERA",null,"SOL",1250,650]
[null,null,null,null,null,null,null,"ENELEC2",null,"FO",3266,2300]
[null,null,null,null,null,null,null,"HFF",2003,"GO",1800,1200]
[null,null,null,null,null,null,null,"HFF",2015,"GO",1600,1200]
[null,null,null,null,null,null,null,"HFF",2010,"GO",1200,"0"]
[null,null,null,null,null,null,null,"HFF",2006,"GO",1400,800]
[null,null,null,null,null,null,null,"HFF",2008,"GO",1200,950]
[null,null,null,null,null,null,null,"HFF",null,"GO",960,"0"]
[null,null,null,null,null,null,null,"HFF",2018,"GO",960,800]
[null,null,null,null,null,null,null,"HFF",2015,"GO",2020,1700]
[null,null,null,null,null,null,null,"HFF",null,"GO",1730,"0"]
[null,null,null,null,null,null,null,"HFF",null,"GO",1160,"0"]
[null,null,null,null,null,null,null,"HFF",null,"GO",1160,750]
[null,null,null,null,null,null,null,"VESTOP",2012,"FO",3750,2500]
["K2","Ambato Boeny","Ambato Boeny","JIRAMA","Diesel",46.716679999999997,-16.470420000000001,"Jirama",null,"GO",160,85]
[null,null,null,null,null,null,null,"Jirama",null,"GO",200,120]
[null,null,null,null,null,null,null,"Jirama",null,"GO",132,90]
[null,null,null,null,null,null,null,"Jirama",null,"GO",280,100]
["K3","Marovoay","Marovoay","JIRAMA","Diesel",46.642740000000003,-16.106000000000002,"HFF",2019,"GO",360,270,"En Location par HENRI FRAISE FILS"]
[null,null,null,null,null,null,null,"HFF",2019,"GO",440,320,"En Location par HENRI FRAISE FILS"]
[null,null,null,null,null,null,null,"HFF",2019,"GO",440,320,"En Location par HENRI FRAISE FILS"]
["K4","Mitsinjo","Mitsinjo","JIRAMA","Diesel",45.865600000000001,-16.01172,"Jirama",null,"GO",80,"0"]
[null,null,null,null,null,null,null,"Jirama",null,"GO",80,65]
[null,null,null,null,null,null,null,"Jirama",null,"GO",160,43]
[null,null,null,null,null,null,null,"Jirama",null,"GO",32,15]
["K5","Soalala","Soalala","JIRAMA","Diesel",45.328629999999997,-16.10078,"Jirama",null,"GO",80,45]
[null,null,null,null,null,null,null,"Jirama",null,"GO",100,85]
[]
[]
[]
[]
[]
[]
[]
[]
[]
[]
[null,"ELECTRIFICATION RURALE"]
["J1","Ambondromamy centre","Ambondromamy centre","CASIELEC","Diesel",46.716419999999999,"-16,47088",null,2011,"GO",200,180]
[null,null,null,null,"Solaire",null,null,null,2011,"SOL",90,90]
["J2","Andranofasika","Andranofasika","CASIELEC","Diesel",46.716419999999999,-16.470880000000001,null,2005,"GO",24,20]
["J3","Andranomamy","Andranomamy","CASIELEC","Diesel",47.114280000000001,-16.534939999999999,null,2009,"GO",18,18]
["J4","Anjiajia Centre","Anjiajia Centre","CASIELEC","Biomasse",46.946510000000004,"-16,46205",null,2009,"Balle de riz",34.4,34.4]
[null,null,null,null,"Diesel",null,null,null,2009,"GO",34.4,34.4]
["J5","Ankazomborona Centre","Ankazomborona Centre","CASIELEC","Diesel",46.752499999999998,"-16,115",null,2005,"GO",100,80]
["J6","Madirovalo Centre","Madirovalo Centre","CASIELEC","Diesel",46.716419999999999,-16.470880000000001,null,2006,"GO",24,null,"Panne groupe - Distribution suspendue"]
["J7","Manerinerina","Manerinerina","CASIELEC","Biomasse",46.716419999999999,"-16,47089",null,2013,"Bois & Balle de riz",70,70]
[null,null,null,null,"Diesel",null,null,null,2014,"GO",104,58]
["J8","Tsaramandroso","Tsaramandroso","CASIELEC","Diesel",47.041269999999997,-16.36711,null,2005,"GO",18,18]
["J9","Marosakoa","Marosakoa","CASIELEC","Diesel",46.753889999999998,-16.17962,null,2006,"GO",16.2,null,"Panne groupe - Distribution suspendue"]
["J10","Katsepy","Katsepy","CASIELEC","Diesel",46.24145,-15.764559999999999,null,2005,"GO",24,15]
["J11","Besakoa Mahajamba","Besakoa Mahajamba","EDM","Diesel",47.06073,-15.669499999999999,null,2005,"GO",96,80]

{"sheet":"12-Bongolava","index":13,"n_rows":23,"n_cols":13,"rows_kept":23,"cut":false,"hidden":false,"merged":[[6,12,8,12],[7,8,8,8],[7,9,8,9],[7,10,7,11],[6,7,6,11],[7,7,8,7],[10,3,13,3],[10,6,13,6],[10,0,13,0],[14,0,17,0],[10,1,13,1],[10,2,13,2],[10,4,13,4],[10,5,13,5],[4,6,4,7],[6,0,8,0],[6,2,6,6],[6,1,8,1],[7,2,8,2],[7,3,8,3],[7,6,8,6],[7,4,8,4],[7,5,8,5],[18,3,19,3],[18,2,19,2],[18,1,19,1],[21,0,22,0],[21,1,22,1],[21,2,22,2],[21,3,22,3],[18,0,19,0],[21,6,22,6],[21,5,22,5],[18,6,19,6],[18,4,19,4],[18,5,19,5]]}
[]
[]
[]
[]
[null,null,null,null,null,null,"REGION :",null,"BONGOLAVA"]
[]
["N°","EXPLOITATION\n/ RESEAU","Centrale de production",null,null,null,null,"Unités de production",null,null,null,null,"Observations"]
[null,null,"Dénomination","Concession / \nAutorisation","Type","Longitude","Latitude","Identification","Année de mise \nen service","Source \nd'Energie","Puissance en kW"]
[null,null,null,null,null,null,null,null,null,null,"nominale","disponible"]
[null," JIRAMA"]
["L1","Fenoarivo Centre","Fenoarivo Centre","JIRAMA","Diesel",46.563369999999999,"-18,45157","Jirama",null,"GO",80,65]
[null,null,null,null,null,null,null,"Jirama",null,"GO",160,"0"]
[null,null,null,null,null,null,null,"Jirama",null,"GO",120,50]
[null,null,null,null,null,null,null,"Jirama",null,"GO",50,30]
["L2","Tsiroanomandidy","Tsiroanomandidy","JIRAMA","Diesel",46.049930000000003,-18.776039999999998,"HFF",null,"GO",648,500]
[null,null,null,null,null,null,null,"HFF",null,"GO",648,500]
[null,null,null,null,null,null,null,"HFF",null,"GO",648,"0"]
[null,null,null,null,null,null,null,"HFF",null,"GO",328,260]
["L3","Ankadinondry Sakay","Ankadinondry Sakay","JIRAMA","Diesel",46.464370000000002,-18.999659999999999,"FIRST ENERGY",null,"GO",312,"0"]
[null,null,null,null,null,null,null,"FIRST ENERGY",null,"GO",128,120]
[null,"ELECTRIFICATION RURALE"]
["L4","Belobaka","Belobaka","HFF","Solaire",45.698329999999999,"-18,99556",null,2017,"solaire",83,83]
[null,null,null,null,"Diesel",null,null,null,2017,"GO",98,100]

{"sheet":"13-Diana","index":14,"n_rows":79,"n_cols":13,"rows_kept":79,"cut":false,"hidden":false,"merged":[[26,6,31,6],[10,6,18,6],[19,6,25,6],[26,4,31,4],[10,5,18,5],[19,5,25,5],[26,5,31,5],[6,0,8,0],[26,3,31,3],[19,1,25,1],[19,2,25,2],[7,3,8,3],[26,0,31,0],[6,1,8,1],[26,1,31,1],[10,0,18,0],[10,2,18,2],[19,0,25,0],[26,2,31,2],[10,1,18,1],[6,12,8,12],[7,2,8,2],[6,2,6,6],[6,7,6,11],[7,7,8,7],[7,8,8,8],[7,10,7,11],[7,6,8,6],[7,9,8,9],[7,4,8,4],[7,5,8,5],[32,2,44,2],[32,0,45,0],[32,5,45,5],[32,6,45,6],[46,0,54,0],[46,1,54,1],[46,2,54,2],[46,5,54,5],[46,6,54,6],[32,1,44,1],[56,0,57,0],[56,5,57,5],[56,6,57,6],[58,0,59,0],[58,5,59,5],[58,6,59,6],[61,0,62,0],[61,5,62,5],[61,6,62,6],[63,0,64,0],[63,5,64,5],[63,6,64,6],[65,0,66,0],[65,5,66,5],[65,6,66,6],[67,0,68,0],[67,5,68,5],[67,6,68,6],[73,0,74,0],[73,5,74,5],[73,6,74,6],[69,0,70,0],[69,5,70,5],[69,6,70,6],[71,0,72,0],[71,5,72,5],[71,6,72,6]]}
[]
[]
[]
[]
[null,null,null,null,null,null,null,"REGION :",null,"DIANA"]
[]
["N°","EXPLOITATION\n/ RESEAU","Centrale de production",null,null,null,null,"Unités de production",null,null,null,null,"Observations"]
[null,null,"Dénomination","Concession / \nAutorisation","Type","Longitude","Latitude","Identification","Année de mise \nen service","Source \nd'Energie","Puissance en kW"]
[null,null,null,null,null,null,null,null,null,null,"nominale","disponible"]
[null," JIRAMA"]
["M1","Ambanja","Ambanja","JIRAMA","Diesel",48.453099999999999,-13.67512,"CUMMINS 1",2015,"GO",800,500,"Disponible"]
[null,null,null,"FIRST ENERGY","Diesel",null,null,"THAIZOU 3",2021,"GO",560,350,"Disponible"]
[null,null,null,"FIRST ENERGY","Diesel",null,null,"DOOSAN",2022,"GO",392,250,"Disponible"]
[null,null,null,"FIRST ENERGY","Diesel",null,null,"DOOSAN",2022,"GO",392,270,"Disponible"]
[null,null,null,"FIRST ENERGY","Diesel",null,null,"THAIZOU 4",2021,"GO",880,300,"Disponible"]
[]
[]
[]
[]
["M2","Ambilobe","Ambilobe","HFF","Diesel",49.05012,-13.19439,"CATER1",2019,"GO",880,0,"Indisponible"]
[null,null,null,"HFF","Diesel",null,null,"CATER2",2019,"GO",880,750,"Disponible"]
[null,null,null,"HFF","Diesel",null,null,"CATER3",2019,"GO",880,750,"Disponible"]
[]
[]
[]
[]
["M3","Anivorano Nord","Anivorano Nord","JIRAMA","Diesel",49.233550000000001,-12.741529999999999,"0443",1991,"GO",85,0,"Indisponible"]
[null,null,null,null,null,null,null,"0453",1992,"GO",150,100,"Disponible"]
[null,null,null,null,null,null,null,"1104",2020,"GO",440,0,"Indisponible"]
[null,null,null,null,null,null,null,null,2022,"GO",160,130,"Disponible"]
[null,null,null,null,null,null,null,"24302",2016,"GO",200,160,"Disponible"]
[null,null,null,null,null,null,null,"2336",42910,"GO",200,120,"Disponible"]
["M4","Antsiranana","Antsiranana","JIRAMA","Diesel",49.292020000000001,-12.27604,"ABC",1999,"GO",1600,500,"Disponible"]
[null,null,null,"JIRAMA","Diesel",null,null,"CUMMINS 3",2015,"GO",800,0,"Indisponible"]
[null,null,null,"ENELEC","Diesel",null,null,"WARTSILA",2007,"HFO",1500,0,"Indisponible"]
[null,null,null,"ENELEC","Diesel",null,null,"WARTSILA",2007,"HFO",1500,880,"Disponible"]
[null,null,null,"ENELEC","Diesel",null,null,"WARTSILA",2007,"HFO",1500,0,"Indisponible"]
[null,null,null,"ENELEC","Diesel",null,null,"WARTSILA",2007,"HFO",1500,0,"Indisponible"]
[null,null,null,"ENELEC","Diesel",null,null,"WARTSILA",2007,"HFO",1500,0,"Indisponible"]
[null,null,null,"ENELEC","Diesel",null,null,"WARTSILA",2014,"HFO",4000,1060,"Disponible"]
[null,null,null,"ENELEC","Diesel",null,null,"WARTSILA",2014,"HFO",4000,0,"Indisponible"]
[null,null,null,"ENELEC","Diesel",null,null,"WARTSILA",2014,"HFO",4000,2140,"Disponible"]
[null,null,null,"ENELEC","Diesel",null,null,"WARTSILA",2019,"HFO",6000,3820,"Disponible"]
[null,null,null,"JIRAMA","Diesel",null,null,"CUMMINS 4",2016,"GO",1120,1000,"Disponible"]
[null,null,null,"JIRAMA","Diesel",null,null,"CUMMINS 5",2016,"GO",1120,1000,"Disponible"]
[null,null,null,"ENELEC","Solaire",null,null,null,2022,"SOLAIRE",1700,1500,"Disponible"]
["M5","Nosy be","Nosy be","JIRAMA","GO",48.268940000000001,-13.39537,"04128",2011,"GO",400,0,"Indisponible"]
[null,null,null,"HFF","GO",null,null,"04137",2014,"GO",2000,1400,"Disponible"]
[null,null,null,"HFF","GO",null,null,"04138",2014,"GO",2000,1700,"Disponible"]
[null,null,null,"JIRAMA","GO",null,null,"2802",1999,"GO",1000,0,"Indisponible"]
[null,null,null,"HFF","GO",null,null,"HFF 1",2013,"GO",1600,1300,"Disponible"]
[null,null,null,"HFF","GO",null,null,"HFF 2",2013,"GO",1600,0,"Indisponible"]
[null,null,null,"HFF","GO",null,null,"HFF 3",2013,"GO",1600,1300,"Disponible"]
[null,null,null,"HFF","GO",null,null,"HFF 4",2017,"GO",1600,1150,"Disponible"]
[null,null,null,"JIRAMA","SOLAIRE",null,null,"SOLAIRE",2022,"SOLAIRE",1000,1000,"Disponible"]
[null,"ELECTRIFICATION RURALE"]
["K1","Ambolobozibe","Ambolobozibe","MAD'EOLE","Eolienne",49.294280000000001,"-12,32313",null,2010,null,30,30]
[null,null,null,null,"Diesel",null,null,null,2010,"GO",16,16]
["K2","Ambolobozikely","Ambolobozikely","MAD'EOLE","Eolienne ",49.294280000000001,"-12,32313",null,2010,null,10,10]
[null,null,null,null,"Diesel",null,null,null,2010,"GO",16,16]
[null,null,null,null,"Solaire",null,null,null,null,null,11,11]
["K3","Ivovona","Ivovona","MAD'EOLE","Solaire",49.393880000000003,"-12,32080",null,2010,null,1.75,1.75]
[null,0,null,"","Eolienne",null,null,null,2010,null,15,15]
["K4","Sahasifotra","Sahasifotra","MAD'EOLE","Eolienne",49.294280000000001,"-12,32314",null,2007,null,15,15]
[null,null,null,null,"Diesel",null,null,null,2008,"GO",15,15]
["K5","Ampasindava","Ampasindava","MAJIKA","Solaire",49.108890000000002,"-12,26167",null,2017,null,32,32]
[null,null,null,null,"Diesel",null,null,null,2017,"GO",44,44]
["K6","Marosely","Marosely","ANKA","Diesel","48.38655556","-13.72591667",null,2020,"GO",48,48]
[null,null,null,null,"Solaire",null,null,null,null,null,83.6,83.6]
["K7","Betsiaka","Betsiaka","Welight","Diesel","49.23663889","-13.15702778",null,2019,"GO",18,18]
[null,null,null,null,"Solaire",null,null,null,null,null,43.2,43.2]
["K8","Bemanevika","Bemanevika","Welight","Diesel","48.49530556","-13.84086111",null,2019,"GO",18,18]
[null,null,null,null,"Solaire",null,null,null,null,null,30.7,30.7]
["K9","Maevatanana","Maevatanana","Welight","Diesel","48.53019444","-13.88413889",null,2019,"GO",18,18]
[null,null,null,null,"Solaire",null,null,null,null,null,19.2,19.2]
["K10","Ambohitrandriana","Ambohitrandriana","Welight","Solaire","48.58941667","-13.95386111",null,2019,null,21.1,21.1]
["K11","Marovato","Marovato","Welight","Solaire","48.55450000","-13.94686111",null,2019,null,42.24,42.24]
["K12","Ampondralava","Ampondralava","Welight","Solaire","48.91408333","-13.17897222",null,2019,null,15.8,15.8]
["K13","Mahavanona","Mahavanona","Welight","Solaire","49.38147222","-12.45986111",null,2019,null,21.1,21.1]

{"sheet":"14-Haute Matsiatra","index":15,"n_rows":41,"n_cols":13,"rows_kept":41,"cut":false,"hidden":false,"merged":[[15,0,17,0],[12,4,14,4],[15,4,17,4],[12,5,14,5],[6,0,8,0],[10,12,11,12],[12,0,14,0],[12,2,14,2],[12,3,14,3],[12,6,14,6],[10,11,11,11],[10,0,11,0],[6,12,8,12],[7,9,8,9],[7,10,7,11],[6,2,6,6],[7,8,8,8],[6,7,6,11],[7,7,8,7],[15,6,17,6],[6,1,8,1],[7,2,8,2],[7,3,8,3],[7,6,8,6],[10,6,11,6],[10,2,11,2],[10,3,11,3],[7,4,8,4],[10,4,11,4],[7,5,8,5],[10,5,11,5],[10,1,24,1],[15,3,17,3],[15,5,17,5],[15,2,17,2],[18,0,24,0],[18,2,24,2],[18,5,24,5],[18,6,24,6],[25,0,28,0],[25,1,28,1],[25,2,28,2],[25,3,28,3],[25,4,28,4],[25,5,28,5],[25,6,28,6]]}
[]
[]
[]
[]
[null,null,null,null,null,null,"REGION :",null,"HAUTE MATSIATRA"]
[]
["N°","EXPLOITATION\n/ RESEAU","Centrale de production",null,null,null,null,"Unités de production",null,null,null,null,"Observations"]
[null,null,"Dénomination","Concession / \nAutorisation","Type","Longitude","Latitude","Identification","Année de mise \nen service","Source \nd'Energie","Puissance en kW"]
[null,null,null,null,null,null,null,null,null,null,"nominale","disponible"]
[null," JIRAMA"]
["N1","Réseau Interconnecté de Fianarantsoa \nRIF","Namorona","JIRAMA","Hydro",47.432899999999997,-21.252800000000001,"5101",1980,"Hydro",2800,3500,"P disponible = P en année hydrologique moyenne "]
[null,null,null,null,null,null,null,"5102",1980,"Hydro",2800]
["N2",null,"Manandray","JIRAMA","Hydro",47.028300000000002,-21.501899999999999,"5204",1932,"Hydro",140,100,"Disponible"]
[null,null,null,null,null,null,null,"5205",1932,"Hydro",140,0,"Indisponible"]
[null,null,null,null,null,null,null,"5404",1963,"Hydro",170,0,"Indisponible"]
["N3",null,"Ankidona","JIRAMA","Diesel",47.065829999999998,"-21,46639","0103",1972,"GO",1445,0,"Indisponible"]
[null,null,null,null,null,null,null,"0511",2002,"GO",1600,850]
[null,null,null,null,null,null,null,"2329",2009,"GO",850,0,"Indisponible"]
["N4",null,"Ampopoka","JIRAMA","Diesel",47.09008,-21.448239999999998,"L 24229",2013,"GO",1200,750,"Disponible"]
[null,null,null,"HFF","Diesel",null,null,"L 04183",2020,"GO",1820,1350,"Disponible"]
[null,null,null,"HFF","Diesel",null,null,"L 04184",2020,"GO",1820,1200,"Disponible"]
[null,null,null,"HFF","Diesel",null,null,"L 04196",2020,"GO",1820,1350,"Disponible"]
[null,null,null,"HFF","Diesel",null,null,"L 04192",2020,"GO",1820,1350,"Disponible"]
[null,null,null,"HFF","Diesel",null,null,"L 04193",2020,"GO",1820,0,"Indisponible"]
[null,null,null,"HIER","Hydro",null,null,null,2022,"Hydro",1600,1252,"Disponible"]
["N5","Ikalamavony","Ikalamavony","JIRAMA","Diesel",46.597990000000003,-21.166830000000001,"0467",1993,"GO",150,60,"Disponible"]
[null,null,null,null,null,null,null,"0550",2009,"GO",102,0,"Indisponible"]
[null,null,null,null,null,null,null,"2231",2008,"GO",160,70,"Disponible"]
[null,null,null,null,null,null,null,"2523",2016,"GO",160,80,"Disponible"]
[]
[null,"ELECTRIFICATION RURALE"]
["L1","Camp Robin","Camp Robin","BAGELEC","Diesel",47.21058,"-21,10722","GE",2007,"GO",24,null,"En arrêt, contrat résilié"]
["L2","Vohiposa","Vohiposa","BAGELEC","Diesel",47.160400000000003,"-20,99235","GE",2009,"GO",24,null,"En arrêt, contrat résilié"]
["L3","Ankaramena","Ankaramena","COMMUNE","Solaire",47.185049999999997,"-21,93806",0,2004,null,0.5,null,"En arrêt. Panneaux solaires volés"]
["L4","Ambohimahamasina","Ambohimahamasina","COMMUNE","Diesel",47.185049999999997,"-21,93806","GE",2005,"GO",48,null,"Gérée par la Commune"]
["L5","Andoharanomaitso","Andoharanomaitso","SERMAD","Diesel",46.95,"-21,46667","GE",2008,"GO",24,24,"Exploitation suspendue"]
["L6","Isorana","Isorana","SERMAD","Diesel",46.934370000000001,"-21,32260","GE",2008,"GO",24,24,"Exploitation suspendue"]
["L7","Soatanana","Soatanana","SERMAD","Diesel",46.915320000000001,"-21,38858","GE",2007,"GO",32,null,"Exploitation suspendue"]
["L8","Fiadanana","Fiadanana","HIER","Solaire",47.175888890000003,-20.874416669999999,null,2020,null,6,6,"En exploitation"]
["L9","Ankitsikitsika","Ankitsikitsika","HIER","Hydro",47.109722220000002,-20.90736111,null,2020,null,10,10,"En exploitation"]
["L10","Sahatona","Sahatona","HIER","Hydro","nd","nd",null,2021,null,1600,1600,"En exploitation"]

{"sheet":"15-Ihorombe","index":16,"n_rows":40,"n_cols":13,"rows_kept":40,"cut":false,"hidden":false,"merged":[[21,0,24,0],[21,4,24,4],[21,5,24,5],[25,0,29,0],[25,1,29,1],[6,0,8,0],[6,2,6,6],[19,1,20,1],[19,0,20,0],[7,4,8,4],[10,4,12,4],[7,5,8,5],[19,5,20,5],[19,6,20,6],[10,0,13,0],[14,0,18,0],[14,2,18,2],[14,5,18,5],[14,6,18,6],[6,12,8,12],[7,2,8,2],[7,3,8,3],[7,6,8,6],[7,7,8,7],[7,8,8,8],[7,9,8,9],[7,10,7,11],[4,6,4,7],[21,1,24,1],[6,1,8,1],[6,7,6,11],[21,2,24,2],[21,3,24,3],[10,3,12,3],[19,2,20,2],[19,3,20,3],[19,4,20,4],[21,6,24,6],[10,1,13,1],[10,2,13,2],[10,5,13,5],[10,6,13,6],[14,1,18,1],[32,0,33,0],[32,5,33,5],[32,6,33,6],[37,0,38,0],[25,2,29,2],[25,3,27,3],[25,4,29,4],[25,5,29,5],[25,6,29,6],[28,3,29,3]]}
[]
[]
[]
[]
[null,null,null,null,null,null,"REGION :",null,"IHOROMBE"]
[]
["N°","EXPLOITATION\n/ RESEAU","Centrale de production",null,null,null,null,"Unités de production",null,null,null,null,"Observations"]
[null,null,"Dénomination","Concession / \nAutorisation","Type","Longitude","Latitude","Identification","Année de mise \nen service","Source \nd'Energie","Puissance en kW"]
[null,null,null,null,null,null,null,null,null,null,"nominale","disponible"]
[null," JIRAMA"]
["O1","Iakora","Iakora","JIRAMA","Diesel",46.65907,-23.100750000000001,"24107",1998,"GO",32,20,"Disponible"]
[null,null,null,null,null,null,null,"24108",1998,"GO",32,20,"Disponible"]
[null,null,null,null,null,null,null,"24189",2009,"GO",35,0,"Indisponible depuis 26 mars 2022 (problème élec)"]
[null,null,null,"CATHOLIQUE","Hydro",null,null,null,2021,"Hydro",120,19,"Disponible"]
["O2","Ihosy","Ihosy","JIRAMA","Diesel",46.129820000000002,-22.40333,"2527",2017,"GO",320,0,"Indisponible depuis 12 déc 2022 (problème élec)"]
[null,null,null,"JIRAMA","Diesel",null,null,"L 24234",2014,"GO",800,220,"Disponible"]
[null,null,null,"FPGS (Projet G35)","Diesel",null,null,"L 24363",2018,"GO",500,330,"Disponible"]
[null,null,null,"TOP ENERGY","Diesel",null,null,"CUMMINS",2021,"GO",512,220,"Disponible"]
[null,null,null,"TOP ENERGY","Diesel",null,null,"POYAUD",2015,"GO",800,0,"Indisponible depuis 06 mars 2022 (Problème élec exitatrice grillée)"]
["O3","Sahambano","Sahambano","ERMA","Hydro",46.278559999999999,"-22,48266","ERMA1",2015,"Hydro",350,100,"Disponible"]
[null,null,null,null,null,null,null,"ERMA2",2015,"Hydro",350,100,"Disponible"]
["O4","Ivohibe","Ivohibe","JIRAMA","Diesel",46.887949999999996,-22.48189,"0565",2009,"GO",26,11,"Disponible"]
[null,null,null,null,null,null,null,"0588",2010,"GO",50,0,"Indisponible depuis le 27/12/2022  (Prob Régulateur de Vitesse)"]
[null,null,null,null,null,null,null,"2467",1997,"GO",48,25,"Disponible"]
[null,null,null,null,null,null,null,"2468",1997,"GO",48,0,"Indisponible  depuis le 19/07/2022 , prob méca"]
["O5","Ranohira","Ranohira","JIRAMA","Diesel",45.414209999999997,-22.55688,"0466",1993,"GO",150,0,"Indisponible dépuis 08/11/19 (Prob meca).Attente PR(Coussinet palier)"]
[null,null,null,null,null,null,null,"2289",2009,"GO",160,75,"Disponible Venant d'Amparafaravola"]
[null,null,null,null,null,null,null," SDMO",2022,"GO",150,110,"Disponible"]
[null,null,null,"TOP ENERGY",null,null,null,"CUMMINS",2021,"GO",320,0,"Indisponible  depuis le 05/03/2022, prob Méca"]
[null,null,null,null,null,null,null,"BERLIET",2021,"GO",96,0,"Indisponible depuis le 22/04/2022, prob turbo et présence de feu "]
[null,"ELECTRIFICATION RURALE"]
["M1","Zazafotsy","Zazafotsy","COMMUNE","Solaire",46.36007,-22.215869999999999,0,2004,null,0.5,null,"Vol de panneaux solaires"]
["M2","Andohan'Ilakaka","Andohan'Ilakaka","SEEM","Solaire",45.217329999999997,"-22,69585",0,2019,null,460,460]
[null,null,null,null,"Diesel",null,null,"GE",2002,"GO",300,300]
["M3","Manombo be","Manombo be","SOUFOUREL","Diesel",46.127899999999997,"-22,40088","GE",2007,"GO",32,null,"Distribution : en arrêt, aucune infrastructure"]
["M4","Ranotsara Sud","Ranotsara Sud","VITASOA ENERGY","Hydro",46.590429999999998,"-22.81388","GH",2009,"Hydro",20,null,"Distribution : en arrêt "]
["M5","Sahambano","Sahambano","ERMA & JIRAMA","Hydro","46.2785656","-22.4826617","GH",2015,"Hydro",700,null,"En exploitation"]
["M6","Andohan'Ilakaka","Andohan'Ilakaka","MADAGASCAR LIGHT RAY","Diesel","45.2173301","-22.6958567","GO",2010,"GO",200,null,"En exploitation"]
[null,null,null,null,"Eoloiene",null,null,null,2010,null,80,null,"En exploitation"]
["M7","Andohan'Ilakaka","Andohan'Ilakaka","SEEM","Diesel","46.2785656","-22.4826617","GO",2019,"Diesel",323,null,"En exploitation"]

{"sheet":"16-Itasy","index":17,"n_rows":28,"n_cols":13,"rows_kept":28,"cut":false,"hidden":false,"merged":[[6,0,8,0],[6,1,8,1],[6,12,8,12],[7,2,8,2],[7,3,8,3],[7,6,8,6],[7,7,8,7],[7,8,8,8],[7,9,8,9],[7,10,7,11],[6,2,6,6],[6,7,6,11],[7,4,8,4],[7,5,8,5]]}
[]
[]
[]
[]
[null,null,null,null,null,null,"REGION :",null,"ITASY"]
[]
["N°","EXPLOITATION\n/ RESEAU","Centrale de production",null,null,null,null,"Unités de production",null,null,null,null,"Observations"]
[null,null,"Dénomination","Concession / \nAutorisation","Type","Longitude","Latitude","Identification","Année de mise \nen service","Source \nd'Energie","Puissance en kW"]
[null,null,null,null,null,null,null,null,null,null,"nominale","disponible"]
[null," JIRAMA"]
["P1","Ampefy","Ampefy",null,"Hydro",46.741720000000001,-19.088640000000002,"5801",1987,"Hydro",30,null,"Indisponible - \nInterconnecté au RI Tana"]
[]
[]
[]
[]
[]
[]
[]
[]
[]
[]
[null,"ELECTRIFICATION RURALE"]
["N1","Ankaranana","Ankaranana","Association FAHAZAVANA","Solaire",46.619720000000001,"-19,04972",0,2011,"Solaire",3.2,3]
["N2","Antoby Est","Antoby Est","3ERAE","Hydro",46.91254,"-18,94742","GH",2015,"Hydro",12,null,"En exploitation"]
["N3","Sarobaratra","Sarobaratra","WELIGHT Madagascar","Hydro",46.772779999999997,"-18,85111","GH",2019,"Hydro",100,100,"En exploitation"]
["N4","Amparaky","Amparaky","ANKA","Solaire",46.629333330000001,"-19,307833",null,2019,"Solaire",12,12,"En exploitation"]
["N5","Talata Dondona","Talata Dondona","ANKA","Solaire","46.87416667","-19.19900000",null,2019,"Solaire",12,12,"En exploitation"]
["N7","Mahavelona","Mahavelona","Africa Green Tech ","Solaire",null,null,null,2022,"Solaire",120,120,"En exploitation"]

{"sheet":"17-Melaky","index":18,"n_rows":34,"n_cols":13,"rows_kept":34,"cut":false,"hidden":false,"merged":[[7,5,8,5],[10,5,14,5],[15,5,20,5],[21,5,24,5],[25,5,29,5],[21,1,24,1],[21,2,24,2],[30,0,33,0],[6,0,8,0],[10,3,14,3],[30,1,33,1],[25,1,29,1],[15,1,20,1],[10,0,14,0],[15,0,20,0],[21,0,24,0],[25,0,29,0],[25,3,29,3],[7,3,8,3],[10,6,14,6],[10,2,14,2],[10,1,14,1],[15,2,20,2],[6,12,8,12],[7,7,8,7],[6,2,6,6],[6,7,6,11],[7,6,8,6],[7,9,8,9],[7,2,8,2],[7,8,8,8],[7,10,7,11],[6,1,8,1],[7,4,8,4],[10,4,14,4],[30,6,33,6],[30,2,33,2],[15,3,20,3],[25,2,29,2],[30,3,33,3],[21,6,24,6],[15,6,20,6],[21,3,24,3],[25,6,29,6],[15,4,20,4],[21,4,24,4],[25,4,29,4],[30,4,33,4],[30,5,33,5]]}
[]
[]
[]
[]
[null,null,null,null,null,null,null,"REGION :",null,"MELAKY"]
[]
["N°","EXPLOITATION\n/ RESEAU","Centrale de production",null,null,null,null,"Unités de production",null,null,null,null,"Observations"]
[null,null,"Dénomination","Concession / \nAutorisation","Type","Longitude","Latitude","Identification","Année de mise \nen service","Source \nd'Energie","Puissance en kW"]
[null,null,null,null,null,null,null,null,null,null,"nominale","disponible"]
[null," JIRAMA"]
["Q1","Ambatomainty","Ambatomainty","JIRAMA","Diesel",45.662230000000001,-17.696339999999999,"0590",2010,"GO",34,null,"Indisponible depuis le 26/03/19. "]
[null,null,null,null,null,null,null,"0591",2010,"GO",34,27]
[null,null,null,null,null,null,null,"2278",2009,"GO",50,null,"Indisponible depuis le 19/04/19. "]
[null,null,null,null,null,null,null,"2443",1997,"GO",32,26]
[null,null,null,null,null,null,null,"HFF",2019,"GO",120,108,"En location par HFF"]
["Q2","Antsalova","Antsalova","JIRAMA","Diesel",44.621189999999999,-18.675319999999999,"0439",1991,"GO",50,null,"Indisponible depuis le 09/05/19. "]
[null,null,null,null,null,null,null,"0543",2009,"GO",34,null,"Indisponible depuis le 08/07/18. "]
[null,null,null,null,null,null,null,"24114",1998,"GO",32,null,"Indisponible depuis le 17/03/18. "]
[null,null,null,null,null,null,null,24239,2008,"GO",160,80]
[null,null,null,null,null,null,null,2277,2009,"GO",120,50]
[null,null,null,null,null,null,null,2440,2016,"GO",56,null,"Indisponible "]
["Q3","Besalampy","Besalampy","JIRAMA","Diesel",44.48901,-16.745950000000001,"0559",2009,"GO",34,null,"Indisponible"]
[null,null,null,null,null,null,null,"2465",1997,"GO",48,null,"Indisponible"]
[null,null,null,null,null,null,null,"24139",2000,"GO",80,42]
[null,null,null,null,null,null,null,"HFF",2019,"GO",240,190,"En Location par HFF"]
["Q4","Maintirano","Maintirano","JIRAMA","Diesel",44.024299999999997,-18.060390000000002,"0435",1991,"GO",135,null,"Indisponible"]
[null,null,null,null,null,null,null,"0516",2008,"GO",80,50]
[null,null,null,null,null,null,null,2246,2018,"GO",160,null,"Indisponible depuis le 31/12/16. Problème dilution"]
[null,null,null,null,null,null,null,"L 2297",2014,"GO",400,null,"En location par TAMATRADE - Indisponible"]
[null,null,null,null,null,null,null,"FPGS",2018,"GO",500,500,"En Location par FPGS"]
["Q5","Morafenobe","Morafenobe","JIRAMA","Diesel",44.925530000000002,-17.819289999999999,"0525",2008,"GO",50,45]
[null,null,null,null,null,null,null,"0517",2008,"GO",50,42]
[null,null,null,null,null,null,null,"2478",1997,"GO",32,29]
[null,null,null,null,null,null,null,"24195",2009,"GO",30,null,"Indisponible"]

{"sheet":"18-Menabe","index":19,"n_rows":52,"n_cols":13,"rows_kept":52,"cut":false,"hidden":false,"merged":[[30,0,36,0],[6,0,8,0],[6,1,8,1],[10,0,15,0],[7,4,8,4],[61,6,62,6],[61,5,62,5],[7,5,8,5],[10,6,15,6],[16,6,22,6],[23,6,25,6],[26,6,29,6],[30,6,36,6],[50,6,51,6],[10,1,15,1],[26,3,29,3],[26,4,29,4],[26,0,29,0],[26,1,29,1],[26,2,29,2],[16,4,22,4],[23,0,25,0],[23,1,25,1],[23,2,25,2],[23,3,25,3],[23,4,25,4],[10,2,15,2],[16,0,22,0],[61,0,62,0],[61,1,62,1],[61,2,62,2],[61,3,62,3],[6,12,8,12],[7,2,8,2],[7,3,8,3],[7,6,8,6],[7,7,8,7],[7,8,8,8],[7,10,7,11],[7,9,8,9],[6,2,6,6],[6,7,6,11],[10,3,15,3],[10,4,15,4],[50,0,51,0],[50,1,51,1],[50,3,51,3],[10,5,15,5],[16,1,22,1],[16,3,20,3],[16,5,22,5],[21,3,22,3],[23,5,25,5],[26,5,29,5],[30,1,36,1],[30,2,36,2],[30,5,36,5],[50,2,51,2],[50,5,51,5],[16,2,22,2]]}
[]
[]
[]
[]
[null,null,null,null,null,null,"REGION :",null,"MENABE"]
[]
["N°","EXPLOITATION\n/ RESEAU","Centrale de production",null,null,null,null,"Unités de production",null,null,null,null,"Observations"]
[null,null,"Dénomination","Concession / \nAutorisation","Type","Longitude","Latitude","Identification","Année de mise \nen service","Source \nd'Energie","Puissance en kW"]
[null,null,null,null,null,null,null,null,null,null,"nominale","disponible"]
[null," JIRAMA"]
["R1","Belo Tsiribihina","Belo Tsiribihina","JIRAMA","Diesel",44.54806,-19.700569999999999,"2257",2008,"GO",120,0,"Indisponible depuis le 10/06/2022 suite problème radiateur et instabilité du charge"]
[null,null,null,null,null,null,null,"2258",2008,"GO",120,40,"Disponible"]
[null,null,null,null,null,null,null,"2263",2008,"GO",320,126,"Disponible"]
[null,null,null,null,null,null,null,"CATER 3",2022,"GO",160,60,"Disponible"]
[null,null,null,null,null,null,null,"CATER 1",2021,"GO",110,65,"Disponible"]
[null,null,null,null,null,null,null,"CATER 2",2021,"GO",110,65,"Disponible"]
["R2","Mahabo","Mahabo","JIRAMA","Diesel",44.667990000000003,-20.380310000000001,"0414",1976,"GO",50,0,"Indisponible depuis le 06/03/2019 suite problème joint de culasse"]
[null,null,null,null,null,null,null,"0567",2009,"GO",58,0,"Indisponible  dépuis le 18/02/22 suite au problème de couplage"]
[null,null,null,null,null,null,null,"SDMO",2021,"GO",176,130,"Disponible"]
[null,null,null,null,null,null,null,"SDMO",2021,"GO",132,100,"Disponible"]
[null,null,null,null,null,null,null,"2227",2008,"GO",50,0,"Indisponible le 21/06/21 suite problème survitesse"]
[null,null,null,"FIRST ENERGY",null,null,null,"L 24391",2019,"GO",120,86,"Disponible"]
[null,null,null,null,null,null,null,"L24371",2019,"GO",200,0,"Indisponible depuis le 22/12/2021 suite présence bruit anormal au niveau moteur"]
["R3","Manja","Manja","JIRAMA","Diesel",44.330460000000002,-21.433969999999999,"24263",2014,"GO",240,0,"Indisponible  du 04/11/2017 Présence d' eau dans son carter : fumée blanche au niveau reniflard "]
[null,null,null,null,null,null,null,"24322",2016,"GO",352,275,"Disponible"]
[null,null,null,null,null,null,null,"L24388",2019,"GO",200,200,"Disponible"]
["R4","Miandrivazo","Miandrivazo","JIRAMA","Diesel",45.457479999999997,-19.534479999999999,"24133",2000,"GO",128,0,"Indisponible  du 13/02/22 cause bruit anormal "]
[null,null,null,null,null,null,null,"2209",2019,"GO",360,0,"Indisponible Venant d'Ambatofinandrahana 23/03/2022"]
[null,null,null,null,null,null,null,2533,2020,"GO",120,70,"Disponible"]
[null,null,null,null,null,null,null,"L 24426",2020,"GO",320,276,"Disponible"]
["R5","Morondava","Morondava","GREEN ENERGY Solutions","Diesel",44.27608,-20.29157,"L24367",2018,"GO",640,null,"Disponible"]
[null,null,null,"GES","SOLAIRE",null,null,null,2022,"SOLAIRE",536,536,"Disponible"]
[null,null,null,"GES5/EDM","Diesel",null,null,"L04160",2019,"GO",1400,650,"Indisponible depuis le 04/04/2022 à 19h08 suite présence d'eau dans le carter d'huile"]
[null,null,null,"GREEN ENERGY Solutions","Diesel",null,null,"L24372",2019,"GO",1600,0,"Disponible"]
[null,null,null,"GREEN ENERGY Solutions","Diesel",null,null,"L24373",2019,"GO",536,536,"Disponible"]
[null,null,null,"GREEN ENERGY Solutions","Diesel",null,null,"GES 37",2022,"GO",536,536,"Disponible"]
[null,null,null,"GREEN ENERGY Solutions","Diesel",null,null,"L24385",2019,"GO",440,440,"Disponible"]
[null,null,null,null,null,null,null,null,null,null,536,536]
[]
[]
[]
[]
[]
[]
[]
[]
[]
[null,"ELECTRIFICATION RURALE"]
["O1","Ambatolahy","Ambatolahy","COMMUNE","Diesel",45.53698,"-20,01179","GE",2006,"GO",12,null,"Gérée par la Commune"]
["O2","Malaimbandy","Malaimbandy","POWER & WATER","Diesel",45.598350000000003,"-20,34942","GE",2009,"GO",12,10," Distribution suspendue: insécurité"]
["O3","Ankilizato","Ankilizato","HIER","Hydro",45.04898,"-20.41018","GH",2015,"Hydro",100,90,"En exploitation"]
[null,null,null,null,"Diesel",null,null,"GH",2015,"GO",175,175,"En exploitation"]

{"sheet":"19-SAVA","index":20,"n_rows":54,"n_cols":13,"rows_kept":54,"cut":false,"hidden":false,"merged":[[6,0,8,0],[7,6,8,6],[6,1,8,1],[17,0,23,0],[17,1,23,1],[17,2,23,2],[7,5,8,5],[17,4,23,4],[17,5,23,5],[7,2,8,2],[7,3,8,3],[6,2,6,6],[7,4,8,4],[10,6,13,6],[14,0,16,0],[14,1,16,1],[6,12,8,12],[6,7,6,11],[7,7,8,7],[7,8,8,8],[7,9,8,9],[7,10,7,11],[14,2,16,2],[14,4,16,4],[14,5,16,5],[14,6,16,6],[10,0,13,0],[10,1,13,1],[10,2,13,2],[10,4,13,4],[10,5,13,5],[17,6,23,6],[24,0,26,0],[24,1,26,1],[24,2,26,2],[24,3,26,3],[24,4,26,4],[24,5,26,5],[24,6,26,6],[27,6,37,6],[38,0,43,0],[38,1,43,1],[38,2,43,2],[38,4,42,4],[38,5,43,5],[38,6,43,6],[27,0,37,0],[27,1,37,1],[27,2,37,2],[27,4,37,4],[27,5,37,5]]}
[]
[]
[]
[]
[null,null,null,null,null,null,null,"REGION :",null,"SAVA"]
[]
["N°","EXPLOITATION\n/ RESEAU","Centrale de production",null,null,null,null,"Unités de production",null,null,null,null,"Observations"]
[null,null,"Dénomination","Concession / \nAutorisation","Type","Longitude","Latitude","Identification","Année de mise \nen service","Source \nd'Energie","Puissance en kW"]
[null,null,null,null,null,null,null,null,null,null,"nominale","disponible"]
[null," JIRAMA"]
["S1","Ampanefena","Ampanefena","JIRAMA","Diesel",49.947090000000003,-13.86064,"04113",2003,"GO",292,125,"Disponible"]
[null,null,null,"JIRAMA",null,null,null,1018,2020,"GO",500,350,"Disponible PROJET PIC 2 MES 18/09/2020 "]
[null,null,null,"FPGS (Projet G35)",null,null,null,"L 24364",2018,"GO",280,0,"Indisponible  depuis 25-10-2021"]
[null,null,null,"FPGS (Projet G35)",null,null,null,"L 24365",2018,"GO",280,200,"Disponible"]
["S2","Andapa","Andapa","LOCAPRO","Diesel",49.655540000000002,-14.66295,"L 24417",2021,"GO",500,0,"Indisponible du 09-06-2021 à partir 9h48  problème de dilution "]
[null,null,null,"HFF",null,null,null,null,2021,"GO",572,416,"Disponible"]
[null,null,null,"HFF",null,null,null,9576,2015,"GO",800,500,"Disponible"]
["S3","Antalaha","Antalaha","GES /G9","Diesel",50.277250000000002,-14.898630000000001,"L24378",2019,"GO",536,0,"Indisponible Du 24/03/2019 : panne mécanique "]
[null,null,null,"GES /G11",null,null,null,"L24379",2019,"GO",536,500,"Disponible"]
[null,null,null,"GES /G12",null,null,null,"L24381",2019,"GO",536,500,"Disponible"]
[null,null,null,"GES 20",null,null,null,"L24396",2019,"GO",200,0,"Indisponible Indisponible le 22/02/2022 "]
[null,null,null,"GES /G18",null,null,null,"L24397",2019,"GO",536,500,"Disponible"]
[null,null,null,"GES  34",null,null,null,null,2021,"GO",640,640,"Disponible"]
[null,null,null,"GES /G23",null,null,null,"L05106",2020,"GO",400,0,"Indisponible dépuis le 22/12/2021"]
["S4","Antsirabe Nord","Antsirabe Nord","JIRAMA","Diesel",49.96528,"-13,96528","0554",2009,"GO",58,0,"Indisponible epuis 07-10-2022 à Cause : reguleteur de tension tranfer2 à ANIVORANO NORD "]
[null,null,null,null,null,null,null,"SDMO 1",2021,"GO",132,105,"Disponible"]
[null,null,null,null,null,null,null,"SDMO 2",2021,"GO",132,105,"Disponible"]
["S5","Sambava","Sambava","FPGS/CUMMINS 17","Diesel",50.149079999999998,-14.25572,"L24394",2019,"GO",536,500,"Disponible"]
[null,null,null,"GES/FPGS-CATER 4",null,null,null,"CATER",2018,"GO",400,0,"Indisponible le 01/11/21 à 06H00 cause: RG"]
[null,null,null,"GES/FPGS-CUMMINS 13",null,null,null,"L24380",2019,"GO",536,500,"Disponible"]
[null,null,null,"GES/FPGS-CUMMINS 14",null,null,null,null,2019,"GO",536,500,"Disponible"]
[null,null,null,"GES/FPGS-DEUTZ 28",null,null,null,"L05110",2020,"GO",400,0,"Indisponible depuis 03/01/2022  ; Cause par charge groupe instable"]
[null,null,null,"GES/FPGS-DEUTZ  22",null,null,null,"L05105",2020,"GO",400,0,"Indisponible  depuis 19-05-2021 à partir 6h « problème meca » "]
[null,null,null,"GREEN ENERGY Solutions",null,null,null,null,2022,"GO",2000,500,"Disponible"]
[null,null,null,"GREEN ENERGY Solutions",null,null,null,null,2021,"GO",728,640,"Disponible"]
[null,null,null,"GREEN ENERGY Solutions",null,null,null,"L 04151",2021,"GO",400,300,"Disponible"]
[null,null,null,"GREEN ENERGY Solutions",null,null,null,"L 04152",2018,"GO",400,0,"Indisponible le 01/11/21 à 06H00 cause: RG"]
[null,null,null,"GREEN ENERGY Solutions",null,null,null,"L 04153",2018,"GO",400,300,"Disponible Mise en service 22/07/18 "]
["S6","Vohémar","Vohémar","GES","Diesel",49.994880000000002,-13.372400000000001,"L05103",2020,"GO",400,0,"Indisponible du 26-06-2020: sur- survitesse"]
[null,null,null,"GES",null,null,null,"L24377",2019,"GO",536,500,"Disponible"]
[null,null,null,"GES",null,null,null,"L24395",2019,"GO",280,0,"Indisponible depuis le 09-01-2022, probleme de régulateur de vitesse"]
[null,null,null,"GES 29",null,null,null,"L 05111",2020,"GO",400,300,"Disponible"]
[null,null,null," GES 3",null,null,null,"CUMMINS 3",2021,"GO",728,640,"Disponible"]
[null,null,null," GES SOLAIRE","SOLAIRE",null,null,"SOLAIRE",2022,null,750,300,"Disponible"]
[null,"ELECTRIFICATION RURALE"]
["P1","Fanambana","Fanambana","SEEM","Diesel",49.990540000000003,-13.548870000000001,"GE",2006,"GO",64,null,"Site abandonné par l'Opérateur"]
["P2","Farahalana","Farahalana","SEEM","Diesel",50.150829999999999,"-14,42778","GE",2006,"GO",64,null,"Site abandonné par l'Opérateur"]
["P3","Tsarabaria","Tsarabaria","WE LIGHT","Solaire","49.94808333","-13.75900000",null,2019,"Solaire",31.7,null,"En exploitation"]
["P4","Bemanevika","Bemanevika","WE LIGHT","Solaire","50.12513889","-14.14208333",null,2019,"Solaire",63.4,null,"En exploitation"]
["P5","Tanambao Daoud","Tanambao Daoud","WE LIGHT","Solaire","50.11050000","-13.98686111",null,2019,"Solaire",132,null,"En exploitation"]
["P6","Amboriala","Amboriala","WE LIGHT","Solaire","49.47272222","-13.79541667",null,2021,"Solaire",16.3,null,"En exploitation"]
["P7","Belambo","Belambo","WE LIGHT","Solaire","49.85683333","-14.02155556",null,2021,"Solaire",16.3,null,"En exploitation"]
["P8","Andrafainkona","Andrafainkona","WE LIGHT","Solaire","49.46572222","-13.74308333",null,2021,"Solaire",16.3,null,"En exploitation"]
["P9","Anjangoveratra","Anjangoveratra","WE LIGHT","Solaire","50.05747222","-14.13822222",null,2021,"Solaire",65.5,null,"En exploitation"]

{"sheet":"20-Sofia","index":21,"n_rows":58,"n_cols":13,"rows_kept":58,"cut":false,"hidden":false,"merged":[[6,12,8,12],[7,7,8,7],[6,2,6,6],[6,7,6,11],[7,6,8,6],[7,2,8,2],[7,3,8,3],[7,9,8,9],[7,10,7,11],[7,4,8,4],[7,5,8,5],[7,8,8,8],[12,6,17,6],[18,1,22,1],[18,2,22,2],[18,6,22,6],[6,1,8,1],[10,3,11,3],[10,6,11,6],[10,4,11,4],[10,5,11,5],[10,2,11,2],[41,0,42,0],[41,1,42,1],[23,0,30,0],[23,1,30,1],[23,2,30,2],[34,0,40,0],[34,1,40,1],[34,2,40,2],[41,2,42,2],[6,0,8,0],[10,0,11,0],[10,1,11,1],[18,4,22,4],[18,5,22,5],[12,0,17,0],[12,1,17,1],[12,2,17,2],[18,0,22,0],[12,3,17,3],[12,4,17,4],[12,5,17,5],[23,4,30,4],[23,5,30,5],[23,6,30,6],[31,5,33,5],[31,6,33,6],[34,4,40,4],[34,5,40,5],[34,6,40,6],[31,0,33,0],[31,1,33,1],[31,2,33,2],[31,3,33,3],[31,4,33,4],[41,3,42,3],[41,4,42,4],[41,5,42,5],[41,6,42,6],[43,6,46,6],[43,0,46,0],[43,1,46,1],[43,2,46,2],[43,4,46,4],[43,5,46,5]]}
[]
[]
[]
[]
[null,null,null,null,null,null,null,"REGION :",null,"SOFIA"]
[]
["N°","EXPLOITATION\n/ RESEAU","Centrale de production",null,null,null,null,"Unités de production",null,null,null,null,"Observations"]
[null,null,"Dénomination","Concession / \nAutorisation","Type","Longitude","Latitude","Identification","Année de mise \nen service","Source \nd'Energie","Puissance en kW"]
[null,null,null,null,null,null,null,null,null,null,"nominale","disponible"]
[null," JIRAMA"]
["T1","Anahidrano","Anahidrano","JIRAMA","Diesel",47.890830000000001,-15.019410000000001,"0585",2010,"GO",50,0,"Indisponible  depuis le 01/12/2021 refus de demarrage"]
[null,null,null,null,null,null,null,"2490",1998,"GO",50,32,"Disponible Groupe via d'Ankadinondry."]
["T2","Analalava","Analalava","JIRAMA","Diesel",47.750540000000001,-14.62777,"0438",1991,"GO",85,45,"Disponible"]
[null,null,null,null,null,null,null,"0472",1994,"GO",85,50,"Disponible"]
[null,null,null,null,null,null,null,"04103",2002,"GO",200,100,"Disponible Via Maevatanana ,mise en service le 13/06/2020"]
[null,null,null,null,null,null,null,"04105",2002,"GO",200,140,"Disponible Via Amparafaravola"]
[null,null,null,null,null,null,null,"0524",2008,"GO",50,36,"Disponible"]
[null,null,null,null,null,null,null,"2255",2008,"GO",120,0,"Indisponible  le 06/05/2020 = RG →  Pb pièces des rechanges Méca"]
["T3","Antsohihy","Antsohihy","FIRST ENERGY","Diesel",47.997320000000002,-14.88373,"SOLAIRE",2020,"GO",715,480,"Disponible Mise en service 25/10/2020"]
[null,null,null,"FIRST ENERGY",null,null,null,"G1",2020,"GO",1200,400]
[null,null,null,"FIRST ENERGY",null,null,null,"G2",2020,"GO",600,250]
[null,null,null,"FIRST ENERGY",null,null,null,"G3",2020,"GO",600,300]
[null,null,null,"FIRST ENERGY",null,null,null,"G4",2020,"GO",364,200]
["T4","Bealanana","Bealanana","JIRAMA","Diesel",48.750999999999998,-14.544040000000001,"2244",2008,"GO",120,60,"Indisponible dépuis le mois de février 2022"]
[null,null,null,"JIRAMA",null,null,null,"2245",2008,"GO",120,0,"Disponible"]
[null,null,null,"JIRAMA",null,null,null,"24196",2009,"GO",160,45,"Indisponible - Attente mise en service"]
[null,null,null,"HIER",null,null,null,"G1",2022,"GO",530,0,"Disponible"]
[null,null,null,"HIER",null,null,null,"G2",2022,"GO",581,480,"Indisponible Revision faite - essai  → - Injecteurs à remplacer"]
[null,null,null,"HIER",null,null,null,"G3",2022,"GO",581,0,"Indisponible Revision faite - essai  → - Injecteurs à remplacer"]
[null,null,null,"EPICES DES ILES",null,null,null,"L 24323",2016,"GO",200,0,"Disponible Mise en service 02/03/2019"]
[null,null,null,"FPGS (Projet G35)",null,null,null,"L 24374",2019,"GO",200,200,"En location par FPGS"]
["T5","Befandriana Nord","Befandriana Nord","JIRAMA","Diesel",48.542180000000002,-15.256309999999999,"2228",2008,"GO",260,0,"Indisponible dépuis le 26//11/2022"]
[null,null,null,null,null,null,null,"CATER",2021,"GO",145,95,"Disponible"]
[null,null,null,null,null,null,null,"CATER",2021,"GO",130,116,"Disponible"]
["T6","Mampikony","Mampikony","JIRAMA","Diesel",47.646389999999997,-16.086269999999999,"0377",2014,"GO",288,0,"Indisponible le 24/07/2021 à 09h30  pbm parahuile de vilebrequin "]
[null,null,null,"JIRAMA",null,null,null,"2253",2008,"GO",160,0,"Indisponible"]
[null,null,null,"JIRAMA",null,null,null,"2254",2008,"GO",160,70,"Disponible"]
[null,null,null,"JIRAMA",null,null,null,"2281",2009,"GO",300,0,"Indisponible le 27/06/2021 à  06h00 : moteur bloqué"]
[null,null,null,"JIRAMA",null,null,null,"24206",2012,"GO",160,0,"Indisponible: ersistance du dilution; Besoin de remplacement  injecteurs"]
[null,null,null,"FPGS",null,null,null,"L 24369",2021,"GO",500,460,"Disponible"]
[null,null,null,"FIRST ENERGY",null,null,null,"DOSAN",2022,"GO",340,280,"Disponible"]
["T7","Mandritsara","Mandritsara","JIRAMA","Diesel",48.823929999999997,-15.84446,"L 22120",2020,"GO",440,380,"Disponible"]
[null,null,null,null,null,null,null,"L 22121",2020,"GO",352,280,"Disponible"]
["T8","Port-Bergé","Port-Bergé","JIRAMA","Diesel",47.620890000000003,-15.56833,"2331",2013,"GO",185,80,"Disponible"]
[null,null,null,"FPGS",null,null,null,"L 24393",2019,"GO",280,0,"Indisponible Indisponible le 15/08/2021 problème turbo"]
[null,null,null,"FPGS",null,null,null,"L 24375",2020,"GO",536,380,"Disponible"]
[null,null,null,"FIRST ENERGY",null,null,null,"L 24410",2019,"GO",430,0,"Indisponible le 07/10/2022 refus de demarrage et 'eau dans le carter"]
[null,"ELECTRIFICATION RURALE"]
["T9","Amberivery","Amberivery","Association FIMJA","Hydro",48.625,"-14,47667","GH",2017,"Hydro",35,35]
["T10","Ampasimatera","Ampasimatera","WELIGHT","Solaire","47.7352","-15.9354",null,2021,"Solaire",38.200000000000003,null,"En exploitation"]
["T11","Ambohitoaka","Ambohitoaka","WELIGHT","Solaire","47.6550","-16.0066",null,2021,"Solaire",27.3,null,"En exploitation"]
["T12","Anjozoromadosy","Anjozoromadosy","WELIGHT","Solaire","49.1095","-14.5230",null,2021,"Solaire",16.3,null,"En exploitation"]
["T13","Mangindrano","Mangindrano","WELIGHT","Solaire","48.9578","-14.2686",null,2021,"Solaire",16.3,null,"En exploitation"]
["T14","Ambovonomby","Ambovonomby","WELIGHT","Solaire","49.0146","-14.4122",null,2021,"Solaire",16.3,null,"En exploitation"]
["T15","Marotandrano","Marotandrano","WELIGHT","Solaire","48.8391","-16.1798",null,2021,"Solaire",27.3,null,"En exploitation"]
["T16","Andohajango","Andohajango","WELIGHT","Solaire","48.4965","-15.9087",null,2021,"Solaire",32.700000000000003,null,"En exploitation"]
["T17","Marovato","Marovato","WELIGHT","Solaire","48.0842","-15.7836",null,2021,"Solaire",16.3,null,"En exploitation"]
["T18","Ambatosia","Ambatosia","HIER","Hydro",null,null,"GH",2021,"Hydro",500,null,"En exploitation"]

{"sheet":"21-Vakinankaratra","index":22,"n_rows":47,"n_cols":13,"rows_kept":47,"cut":false,"hidden":false,"merged":[[35,8,36,8],[35,9,36,9],[35,10,36,10],[35,11,36,11],[35,12,36,12],[7,7,8,7],[13,12,15,12],[13,11,15,11],[6,12,8,12],[6,7,6,11],[7,9,8,9],[7,10,7,11],[7,8,8,8],[10,12,11,12],[10,11,12,11],[16,0,18,0],[13,2,15,2],[13,6,15,6],[13,3,15,3],[10,3,12,3],[16,6,18,6],[16,3,18,3],[16,5,18,5],[10,5,12,5],[13,5,15,5],[10,4,12,4],[13,4,15,4],[16,4,18,4],[6,0,8,0],[10,0,12,0],[7,2,8,2],[6,1,8,1],[6,2,6,6],[10,6,12,6],[10,2,12,2],[7,3,8,3],[7,6,8,6],[7,5,8,5],[7,4,8,4],[19,7,20,7],[35,0,36,0],[35,1,36,1],[35,2,36,2],[35,3,36,3],[35,4,36,4],[35,5,36,5],[35,6,36,6],[35,7,36,7],[10,1,20,1],[19,2,20,2],[19,3,20,3],[19,4,20,4],[19,5,22,5],[16,2,18,2],[13,0,15,0],[39,6,40,6],[41,0,42,0],[43,0,44,0],[45,0,46,0],[19,6,20,6],[39,0,40,0],[39,1,40,1],[39,2,40,2],[39,3,40,3],[39,5,40,5]]}
[]
[]
[]
[]
[null,null,null,null,null,null,"REGION :",null,"VAKINANKARATRA"]
[]
["N°","EXPLOITATION\n/ RESEAU","Centrale de production",null,null,null,null,"Unités de production",null,null,null,null,"Observations"]
[null,null,"Dénomination","Concession / \nAutorisation","Type","Longitude","Latitude","Identification","Année de mise \nen service","Source \nd'Energie","Puissance en kW"]
[null,null,null,null,null,null,null,null,null,null,"nominale","disponible"]
[null," JIRAMA"]
["U1","Réseau Interconnecté d'Antananarivo  \nRIA","Manandona ","JIRAMA","Hydro","47,0737","-19,9373","5213",1930,"Hydro",480,800,"P disponible = P en année hydrologique moyenne "]
[null,null,null,null,null,null,null,"5214",1930,"Hydro",480]
[null,null,null,null,null,null,null,"5601",1960,"Hydro",640,null,"cf. feuille RIA, pour les autres centrales en dehors de la région Vakinankaratra\n\n"]
["U2",null,"Sahanivotry","HYDELEC","Hydro","47,1030","-20,1125","SH1",2008,"Hydro",6100,16500,"P disponible = P en année hydrologique moyenne "]
[null,null,null,null,null,null,null,"SH2",2008,"Hydro",6000]
[null,null,null,null,null,null,null,"SH3",2008,"Hydro",5000]
["U3",null,"Antsirabe","JIRAMA","Diesel","47,0362","-19,8615","1016",1967,"GO"]
[null,null,null,null,null,null,null,"1017",1964,"GO",4000,800]
[null,null,null,null,null,null,null,"1309",1982,"GO",7500,3000,"   Achat énergie avec VESPOWER"]
[null,null,"Ambatolampy","   GREEN YELLOW","Solaire","47,4456","-19,4897","GREEN YELLOW",2018,"Solaire",20000,18000,"Achat énergie avec GREEN YELLOW"]
["U4",null,null,null,null,null,null,null,2022,"Solaire",20000,18000,"Achat énergie avec GREEN YELLOW"]
[]
[]
[]
[]
[]
[]
[]
[]
[]
[]
[null,"ELECTRIFICATION RURALE"]
["Q1","Ambatolampy gara","Ambatolampy gara","COMMUNE","Solaire",47.439230000000002,-19.383679999999998,null,2004,null,2,null,"gérée par la Commune"]
["Q2","Antanimasaka","Antanimasaka","COMMUNE","Solaire",47.439230000000002,-19.383679999999998,null,2004,null,2,null,"gérée par la Commune"]
["Q3","Antsampandrano","Antsampandrano","COMMUNE","Solaire",47.589799999999997,-19.54674,null,2004,null,2,null,"gérée par la Commune"]
["Q4","Ankazomiriotra","Ankazomiriotra","POWER & WATER","Hydro","46,51829","-19,6199",null,2018,"Hydro",60,50,"après dégât cyclonique"]
[]
["Q5","Farihimena","Farihimena","SERMAD","Diesel",46.942869999999999,"-19,68233",null,2006,"GO",12,12,"Distribution occasionnelle"]
["Q6","Mandoto","Mandoto","POWER & WATER","Diesel",46.290469999999999,"-19,58496",null,2007,"GO",60,60]
["Q7","Ambatonikolahy","Ambatonikolahy","ANKA Madagascar","Solaire",46.921390000000002,"-19,76639",null,2019,null,12,12,"En exploitation"]
[null,null,null,null,"Diesel",null,null,null,2019,"GO",16,16,"En exploitation"]
["Q8","Antanamalaza","Ambatolampy","ANKA","Solaire","47.6276","-19.4276",null,2020,null,24,null,"En exploitation"]
[null,"Antsampandrano","Ambatolampy","ANKA","Solaire","47.5938","-19.5455",null,2020,null,24,null,"En exploitation"]
["Q9","Ambohimalaza","Betafo","ANKA","Solaire"," 46.856831","-19.928539",null,"2019\n2020(nouveau)\n",null,11.25,null,"En exploitation"]
[null,"Ankazomiriotra","Mandoto","POWER & WATER","Hydro","46.5182946","-19.6199335",null,2009,null,120,null,"En exploitation"]
["Q10","Mandoto","Mandoto","POWER & WATER","Diesel","46.29047","-19.584961",null,2013,null,60,null,"En arrêt et fin de contrat"]
[null,"Farihimena","Betafo","SERMAD","Diesel","46.9428727","-19.6823313",null,2006,null,12,null,"En exploitation mais service intermittent"]

{"sheet":"22-Vatovavy Fitovinany","index":23,"n_rows":38,"n_cols":13,"rows_kept":38,"cut":false,"hidden":false,"merged":[[7,5,8,5],[10,5,13,5],[14,5,19,5],[7,4,8,4],[10,4,13,4],[14,4,19,4],[4,6,4,7],[6,0,8,0],[10,0,13,0],[14,0,19,0],[6,2,6,6],[14,1,19,1],[6,1,8,1],[7,3,8,3],[10,6,13,6],[14,6,19,6],[14,2,19,2],[10,1,13,1],[10,3,13,3],[10,2,13,2],[7,2,8,2],[7,6,8,6],[7,8,8,8],[7,9,8,9],[7,10,7,11],[6,12,8,12],[6,7,6,11],[7,7,8,7],[20,6,24,6],[25,0,28,0],[25,1,28,1],[25,2,28,2],[25,3,28,3],[25,4,28,4],[25,5,28,5],[25,6,28,6],[20,0,24,0],[20,1,24,1],[20,2,24,2],[20,4,24,4],[20,5,24,5],[29,6,31,6],[29,0,31,0],[29,1,31,1],[29,2,31,2],[29,3,31,3],[29,4,31,4],[29,5,31,5]]}
[]
[]
[]
[]
[null,null,null,null,null,null,"REGION :",null,"VATOVAVY FITOVINANY"]
[]
["N°","EXPLOITATION\n/ RESEAU","Centrale de production",null,null,null,null,"Unités de production",null,null,null,null,"Observations"]
[null,null,"Dénomination","Concession / \nAutorisation","Type","Longitude","Latitude","Identification","Année de mise \nen service","Source \nd'Energie","Puissance en kW"]
[null,null,null,null,null,null,null,null,null,null,"nominale","disponible"]
[null," JIRAMA"]
["V1","Ikongo","Ikongo","JIRAMA","Diesel",47.437339999999999,-21.88017,"0562",2009,"GO",34,0,"Indisponible epuis le 04/06/2022 , prob méca"]
[null,null,null,null,null,null,null,"24115",1999,"GO",33,20,"Disponible"]
[null,null,null,null,null,null,null,"24276",2008,"GO",80,60,"Disponible"]
[null,null,null,null,null,null,null,"24116",1999,"GO",33,18,"Disponible"]
["V2","Manakara","Manakara","JIRAMA","Diesel",48.016249999999999,-22.129259999999999,"24266",2014,"GO",1000,400,"Disponible"]
[null,null,null,"JIRAMA",null,null,null,"L 24357",2018,"GO",1000,300,"Disponible"]
[null,null,null,"HFF 1",null,null,null,"CATER",2021,"GO",800,650,"Disponible"]
[null,null,null,"HFF 2",null,null,null,"CATER",2021,"GO",800,0,"Indisponible depuis le 12/09/2022 prob méca ( fuite d'eau )"]
[null,null,null,"HFF 3",null,null,null,"CATER C18",2022,"GO",575,400,"Disponible"]
[null,null,null,"HFF 4",null,null,null,"CATER",2021,"GO",640,420,"Disponible"]
["V3","Mananjary","Mananjary","VIMA SERV","Diesel",48.347749999999998,-21.238600000000002,"DEUTZ 1",2021,"GO",400,280,"Disponible"]
[null,null,null,"VIMA SERV",null,null,null,"DEUTZ 2",2021,"GO",400,280,"Disponible"]
[null,null,null,"VIMA SERV",null,null,null,"DEUTZ 3",2021,"GO",400,280,"Disponible"]
[null,null,null,"VIMA SERV",null,null,null,"DEUTZ 4",2021,"GO",400,280,"Disponible"]
[null,null,null,"VIMA SERV",null,null,null,"DEUTZ 5",2021,"GO",200,140,"Disponible"]
["V4","Nosy Varika","Nosy Varika","JIRAMA","Diesel",48.534109999999998,-20.59066,"0519",2008,"GO",32,0,"Indisponible Indisponible depuis le 20/06/2022 , prob méca"]
[null,null,null,null,null,null,null,"0520",2008,"GO",32,18,"Disponible"]
[null,null,null,null,null,null,null,"2449",1997,"GO",48,30,"Disponible"]
[null,null,null,null,null,null,null,"TEKSAN",2021,"GO",52,25,"Disponible"]
["V5","Vohipeno","Vohipeno","HFF","Diesel",47.840719999999997,-22.354489999999998,"L 04173",2019,"GO",160,125,"Disponible"]
[null,null,null,null,null,null,null,"L 04174",2019,"GO",160,125,"Disponible"]
[null,null,null,null,null,null,null,"CATER 3",2019,"GO",64,51,"Disponible"]
[]
[null,"ELECTRIFICATION RURALE"]
["R1","Ankaramalaza","Ankaramalaza","SERMAD","Diesel",48.005980000000001,"-22,14322",null,2006,"GO",32,null,"En exploitation"]
["R2","Tolongoina","Tolongoina","SM3E","Hydro",46.593339999999998,"-23,11481",null,2013,"Hydro",60,50,"En exploitation"]
["R3","Vohilava","Vohilava","COGIC","Diesel",48.531219999999998,-20.591249999999999,null,2005,"GO",30,null,"Site abandonné par l'Opérateur"]
["R4","Sahasinaka","Sahasinaka","ECOGEMA","Hydro",48.005980000000001,"-22,14323",null,2016,"Hydro",80,80,"En exploitation"]

{"sheet":"RIA","index":24,"n_rows":51,"n_cols":13,"rows_kept":51,"cut":false,"hidden":false,"merged":[[6,12,8,12],[45,2,48,2],[45,3,48,3],[45,4,48,4],[45,5,48,5],[45,6,48,6],[39,5,41,5],[39,6,41,6],[28,6,30,6],[39,3,41,3],[10,11,13,11],[10,12,13,12],[14,11,20,11],[14,12,20,12],[21,11,24,11],[21,12,24,12],[4,2,4,3],[4,6,4,10],[6,1,8,1],[7,6,8,6],[6,2,6,6],[7,2,8,2],[7,3,8,3],[7,9,8,9],[7,10,7,11],[7,8,8,8],[7,4,8,4],[6,7,6,11],[7,7,8,7],[7,5,8,5],[6,0,8,0],[10,1,48,1],[45,0,48,0],[10,0,13,0],[21,0,24,0],[39,0,41,0],[14,0,20,0],[25,0,27,0],[25,11,27,11],[25,12,27,12],[28,11,30,11],[28,12,30,12],[31,0,34,0],[31,2,34,2],[31,3,32,3],[31,4,32,4],[31,5,32,5],[31,6,32,6],[31,11,32,11],[31,12,32,12],[33,3,34,3],[28,0,30,0],[28,2,30,2],[28,3,30,3],[28,4,30,4],[28,5,30,5],[45,11,48,11],[39,12,41,12],[42,0,44,0],[42,2,44,2],[42,3,44,3],[42,4,44,4],[42,5,44,5],[42,6,44,6],[35,0,38,0]]}
[]
[]
[]
[]
[null,null,"REGIONS :",null,null,null,"ANALAMANGA - ITASY - VAKINANKARATRA - \nALAOTRA MANGORO - ATSINANANA"]
[]
["N°","EXPLOITATION\n/ RESEAU","Centrale de production",null,null,null,null,"Unités de production",null,null,null,null,"Observations"]
[null,null,"Dénomination","Concession / \nAutorisation","Type","Longitude","Latitude","Identification","Année de mise \nen service","Source \nd'Energie","Puissance en kW"]
[null,null,null,null,null,null,null,null,null,null,"nominale","disponible"]
[null," JIRAMA"]
[48,"Réseau Interconnecté d'Antananarivo \n(RIA)","Andekaleka","JIRAMA","Hydro",48.619500000000002,-18.786999999999999,"5505",1982,"Hydro",29000,122000,"P disponible = P en année hydrologique moyenne "]
[null,null,null,null,null,null,null,"5506",1982,"Hydro",29000]
[null,null,null,null,null,null,null,"5507",2012,"Hydro",31000]
[null,null,null,null,null,null,null,5508,null,"Hydro",33000]
[11,null,"Antelomita","JIRAMA","Hydro",47.701000000000001,-19.013200000000001,"5206",1952,"Hydro",1200,8000,"Pour les autres centrales en dehors de la région Analamanga, cf. RIA"]
[null,null,null,null,null,null,null,"5207",1953,"Hydro",1500]
[null,null,null,null,null,null,null,"5208",1953,"Hydro",1500,null,"P disponible = P en année hydrologique moyenne "]
[null,null,null,null,null,null,null,"5209",1920,"Hydro",1500]
[null,null,null,null,null,null,null,"5210",1930,"Hydro",1500]
[null,null,null,null,null,null,null,"5211",1930,"Hydro",1500]
[null,null,null,null,null,null,null,"5212",1952,"Hydro",1500]
[1,null,"Mandraka","JIRAMA","Hydro",47.923400000000001,-18.916699999999999,"5501",1956,"Hydro",6000,24000,"P disponible = P en année hydrologique moyenne "]
[null,null,null,null,null,null,null,"5502",1956,"Hydro",6000]
[null,null,null,null,null,null,null,"5503",1966,"Hydro",6000]
[null,null,null,null,null,null,null,"5504",1972,"Hydro",6000]
[108,null,"Manandona ","JIRAMA","Hydro",47.073700000000002,-19.9373,"5213",1930,"Hydro",480,800,"P disponible = P en année hydrologique moyenne "]
[null,null,null,null,null,null,null,"5214",1930,"Hydro",480]
[null,null,null,null,null,null,null,"5601",1960,"Hydro",640]
[109,null,"Sahanivotry","HYDELEC","Hydro","47,1030","-20,1125","SH1",2008,"Hydro",6100,16500,"P disponible = P en année hydrologique moyenne "]
[null,null,null,null,null,null,null,"SH2",2008,"Hydro",6000]
[null,null,null,null,null,null,null,"SH3",2008,"Hydro",5000]
[20,null,"Tsiazompaniry","Henri FRAISE Fils & Cie","Hydro","47,8531","-19,2509","Tz/HFF/1",2010,"Hydro",2600,4000,"P disponible = P en année hydrologique moyenne "]
[null,null,null,null,null,null,null,"Tz/HFF/2",2010,"Hydro",2650]
[null,null,null,"JIRAMA","Diesel",null,null,"0363",1979,"GO",50,null,"Interconnecté au RI Tana"]
[null,null,null,null,"Hydro",null,null,"5701",1956,"Hydro",50,null,"Interconnecté au RI Tana"]
[13,null,"Ambohimanambola ","AKSAF","Diesel",47.598610000000001,"-18,93139","AKSAF POWER ",2017,"Fuel",68200,60000,"IPP"]
[null,null,null,"AKSAF","Diesel",47.599170000000001,"-18,93167","AKSAF POWER - CTA2",2009,"Fuel",26360,22000,"IPP"]
[null,null,"Ambohimanambola ","JOVENA","Diesel",47.598889999999997,"-18,93361","TAC JOVENA",2017,"Fuel",40000,15000,"IPP"]
[null,null,"Ambohimanambola ","JOVENA AGGREKO","Diesel",47.599440000000001,"-18,93694","JOVENA AGGREKO",2017,"Fuel",25000,25000,"IPP"]
[15,null,"Ambohimanambola ","Henri FRAISE Fils & Cie","Diesel",null,null,"HFF1",2022,"Fuel",10000,8500,"En Location par HFF"]
[]
[]
[110,null,"Antsirabe","JIRAMA","Diesel","47,0362","-19,8615","1016",1967,"GO"]
[null,null,null,null,null,null,null,"1017",1964,"GO",4000,800]
[null,null,null,null,null,null,null,"1309",1982,"GO",7500,3000,"   Achat énergie avec VESPOWER"]
[14,null,"Mandroseza","JIRAMA","Diesel",47.54833,"-18,92889","WARTS/1",2008,"Fuel",10000,15500]
[null,null,null,null,null,null,null,"WARTS/2",2008,"Fuel",10000]
[null,null,null,null,null,null,null,"WARTS/3",2008,"Fuel",10000]
[null,null,null,null,null,null,null,"WARTS/4",2008,"Fuel",10000]
[17,null,"Ambatolampy","GREEN YELLOW","Solaire","47,4456","-19,4897","GREEN YELLOW",2018,"Solaire",20000,18000,"Achat énergie avec GREEN YELLOW"]
[18,null,"Antsirabe","SUNFARMING","Solaire",47.054720000000003,"-19,94028","SUNFARMING",2019,"Solaire",20000,18000,"Achat énergie avec SUNFARMING"]

{"sheet":"RIF","index":25,"n_rows":29,"n_cols":13,"rows_kept":29,"cut":false,"hidden":false,"merged":[[6,12,8,12],[6,7,6,11],[10,12,11,12],[10,4,11,4],[12,4,14,4],[10,5,11,5],[7,7,8,7],[10,6,11,6],[12,6,14,6],[12,5,14,5],[4,8,4,11],[7,9,8,9],[7,10,7,11],[7,8,8,8],[10,11,11,11],[18,6,24,6],[15,2,17,2],[6,0,8,0],[10,3,11,3],[6,1,8,1],[12,2,14,2],[7,2,8,2],[10,2,11,2],[6,2,6,6],[7,6,8,6],[10,0,11,0],[12,0,14,0],[7,5,8,5],[7,3,8,3],[12,3,14,3],[7,4,8,4],[25,4,28,4],[25,5,28,5],[25,6,28,6],[15,0,17,0],[18,0,24,0],[25,0,28,0],[10,1,24,1],[15,3,17,3],[18,2,24,2],[25,1,28,1],[25,2,28,2],[25,3,28,3],[15,5,17,5],[15,6,17,6],[15,4,17,4],[18,5,24,5]]}
[]
[]
[]
[]
[null,null,null,null,null,null,"REGIONS :",null,"HAUTE MATSIATRA - \nVATOVAVY FITOVINANY"]
[]
["N°","EXPLOITATION\n/ RESEAU","Centrale de production",null,null,null,null,"Unités de production",null,null,null,null,"Observations"]
[null,null,"Dénomination","Concession / \nAutorisation","Type","Longitude","Latitude","Identification","Année de mise \nen service","Source \nd'Energie","Puissance en kW"]
[null,null,null,null,null,null,null,null,null,null,"nominale","disponible"]
[null," JIRAMA"]
["N1","Réseau Interconnecté de Fianarantsoa \nRIF","Namorona","JIRAMA","Hydro",47.432899999999997,-21.252800000000001,"5101",1980,"Hydro",2800,3500,"P disponible = P en année hydrologique moyenne "]
[null,null,null,null,null,null,null,"5102",1980,"Hydro",2800]
["N2",null,"Manandray","JIRAMA","Hydro",47.028300000000002,-21.501899999999999,"5204",1932,"Hydro",140,100,"Disponible"]
[null,null,null,null,null,null,null,"5205",1932,"Hydro",140,0,"Indisponible"]
[null,null,null,null,null,null,null,"5404",1963,"Hydro",170,0,"Indisponible"]
["N3",null,"Ankidona","JIRAMA","Diesel",47.065829999999998,"-21,46639","0103",1972,"GO",1445,0,"Indisponible"]
[null,null,null,null,null,null,null,"0511",2002,"GO",1600,850]
[null,null,null,null,null,null,null,"2329",2009,"GO",850,0,"Indisponible"]
["N4",null,"Ampopoka","JIRAMA","Diesel",47.09008,-21.448239999999998,"L 24229",2013,"GO",1200,750,"Disponible"]
[null,null,null,"HFF","Diesel",null,null,"L 04183",2020,"GO",1820,1350,"Disponible"]
[null,null,null,"HFF","Diesel",null,null,"L 04184",2020,"GO",1820,1200,"Disponible"]
[null,null,null,"HFF","Diesel",null,null,"L 04196",2020,"GO",1820,1350,"Disponible"]
[null,null,null,"HFF","Diesel",null,null,"L 04192",2020,"GO",1820,1350,"Disponible"]
[null,null,null,"HFF","Diesel",null,null,"L 04193",2020,"GO",1820,0,"Indisponible"]
[null,null,null,"HIER","Hydro",null,null,null,2022,"Hydro",1600,1252,"Disponible"]
["N5","Ikalamavony","Ikalamavony","JIRAMA","Diesel",46.597990000000003,-21.166830000000001,"0467",1993,"GO",150,60,"Disponible"]
[null,null,null,null,null,null,null,"0550",2009,"GO",102,0,"Indisponible"]
[null,null,null,null,null,null,null,"2231",2008,"GO",160,70,"Disponible"]
[null,null,null,null,null,null,null,"2523",2016,"GO",160,80,"Disponible"]